## main sheet
Building Number | Building | GSF |  | Approximate Usable Roof Area (m^2) | Roof Classification | [12 empty] | kWh Consumption | [9 empty] | Electrical Energy Use per square foot
[6 empty] | Did it make the SWATeam list? | Estimated Solar Occupied Roof Area (m^2) | Estimated Array Size (kWdc) | Estimated Yearly Output (kWh/yr) | Is roof usable? | Wind Calculations | Notes | ARC Comments | Donna's comments | Donna's notes - 3 is good, 2 is maybe, 1 is not so good, 0 is do not do, and blank is unknown | Kerry's comments | strength of the structure | 2008 | 2009 | 2010 | 2011 | 2012 | 2013 | 2014 | 2015 | 2016 | 2017 | 2008 | 2009 | 2010 | 2011 | 2012 | 2013 | 2014 | 2015 | 2016 | 2017
120 | Abbott Power Plant | 194896 |  | 4000 | LARGE | YES | 1574.6683 | 202.5977 | 263840.5636 |  |  | Flat roof, a study was done by a senior design group with good information | O = Okay, has potential | moving forward | 3 | re did east roof about ten-twelce years ago. Center section is tall - less sun. |  | -381987870.385 | -353553409 | 1625736815.52 | -1248325658.37 | -264627663.77 | -313529786.32 | -296604937.83 | -317251443.15 | -283688136.52 | -217440448.51 | -1959.9575 | -1814.0619 | 8341.5607 | -6405.0861 | -1357.7891 | -1608.703 | -1521.8626 | -1627.7986 | -1455.5873 | -1115.6742
118 | Activities and Recreation Center | 442235 |  | 11000 | LARGE | YES | 4330.3378 | 557.1438 | 725561.5499 |  |  | Flat roof; hard to tell which portions are flat, this is a very rough estimate | O = Okay, has potential, there are some existing | there are some old parts to it, but there is probably enough good new areas to try. They have solar thermal there now - and could consider more. | 2 | roofed in the last 6-10 years | metal deck - pretty strong - used to be balasted - the pool is all new metal deck - the old gyp deck had someone fall through - they put a piece of plywood over the hole - now it is replaced "do not step" parts are 10-15 years old… new section is in the middle to the north - 20 guage corrugated steel deck on bar joists | 3032205 | 5017437.5 | 4771210 | 4349270 | 4417500 | 4392535 | 4123909 | 3594819 | 3032277 | 2225035 | 6.8565 | 11.3456 | 10.7889 | 9.8347 | 9.989 | 9.9326 | 9.3252 | 8.1288 | 6.8567 | 5.0313
8 | Agricultural Engineering Sciences Building | 106019 |  | 3800 | LARGE |  | 1495.9349 | 192.4678 | 250648.5354 |  |  | Flat roof | O = Okay, has potential | not a very new roof | 1 |  |  | 1155144 | 1142526 | 959592 | 960072 | 935592 | 940992 | 968112 | 974343 | 903173 | 582463 | 10.8956 | 10.7766 | 9.0511 | 9.0557 | 8.8248 | 8.8757 | 9.1315 | 9.1903 | 8.519 | 5.4939
142 | Allen Residence Hall | 157023 |  | 2500 | LARGE |  | 984.1677 | 126.6236 | 164900.3523 |  |  | Flat roof w/ connection to LAR | X = not recommended |  |  |  |  | 1184400 | 1094400 | 1037400 | 1119000 | 1057778.734 | 1076649.5 | 1159022.82 | 1187605 | 1215268.3 | 940926 | 7.5428 | 6.9697 | 6.6067 | 7.1263 | 6.7365 | 6.8566 | 7.3812 | 7.5633 | 7.7394 | 5.9923
6 | Armory | 258510 |  | 6000 | LARGE | YES | 2362.0025 | 303.8966 | 395760.8454 |  |  | 2200 m^2 flat roof, 4800 south facing curved dome roof | X = not recommended |  |  |  |  | 1637240 | 1646020 | 1611220 | 1619900 | 1148940 | 1292720 | 1159680 | 1222780 | 1203493 | 840806 | 6.3334 | 6.3673 | 6.2327 | 6.2663 | 4.4445 | 5.0007 | 4.486 | 4.7301 | 4.6555 | 3.2525
360 | Atkins Tennis Center | 68812 |  | 5200 | LARGE |  | 2047.0688 | 263.3771 | 342992.7327 |  |  | Flat roof; Atkins Tennis Centery | O = Okay, has potential | not sure - prolly okay | 2 |  |  | 1618720 | 1711600 | 1544080 | 1571840 | 1451280 | 1450480 | 1484560 | 1465920 | 1420240 | 1056880 | 23.5238 | 24.8736 | 22.4391 | 22.8425 | 21.0905 | 21.0789 | 21.5741 | 21.3033 | 20.6394 | 15.3589
1252 | Bousfield Hall | 186114 |  | 2200 | LARGE |  | 866.0676 | 111.4288 | 145112.31 |  |  | Flat roof | O = Okay, has potential | good | 3 | housing - brand new TPO - under warranty - have to be a certified contractor | metal decking | -- | -- | -- | 133698 | 263038 | 704403 | 1487281 | 1472474 | 1409036 | 857285 | #VALUE! | #VALUE! | #VALUE! | 0.71837 | 1.4133 | 3.7848 | 7.9912 | 7.9117 | 7.5708 | 4.6062
364 | Campus Recreation Center - East | 104575 |  | 2300 | LARGE |  | 905.4343 | 116.4937 | 151708.3241 |  |  | 1/2 South facing angled roof, 1/2 flat roof | X = not recommended |  |  |  |  | 2046200 | 1831600 | 1701280 | 1681720 | 1597400 | 1398200 | 1344100 | 1318701.1 | 1183985 | 864888 | 19.5668 | 17.5147 | 16.2685 | 16.0815 | 15.2752 | 13.3703 | 12.853 | 12.6101 | 11.3219 | 8.2705
70 | Chemical and Life Sciences Building | 231316 |  | 2500 | LARGE |  | 984.1677 | 126.6236 | 164900.3523 |  |  | Flat roof | O = Okay, has potential | not sure | 1 |  |  | 11916040 | 11871200 | 10263962 | 11018027 | 9264942 | 10022492 | 5979294 | 8513329 | 9019458.46 | 6404109 | 51.5141 | 51.3203 | 44.372 | 47.6319 | 40.0532 | 43.3281 | 25.849 | 36.8039 | 38.9919 | 27.6855
210 | Digital Computer Laboratory | 194280 |  | 4000 | LARGE |  | 1574.6683 | 202.5977 | 263840.5636 |  |  | Flat roof, shading may be a problem with tiered roof levels | O = Okay, has potential | they had one not too long ago | 3 | reroofed north section of that the rest is all the old roofs - they were rated for a twelve eyar roof - more than overdue, same since 1989… | metal deck | 5753800 | 5870900 | 5690800 | 5568400 | 3682800 | 3095100 | 3236400 | 3240536.67 | 3362598 | 2368545 | 29.616 | 30.2188 | 29.2917 | 28.6617 | 18.9561 | 15.9311 | 16.6584 | 16.6797 | 17.308 | 12.1914
160 | Education Building | 94059 |  | 2000 | LARGE |  | 787.3342 | 101.2989 | 131920.2818 |  |  | Flat roof | X = not recommended |  |  |  |  | 1911620 | 1693985 | 1604120 | 1292620 | 1178620 | 1184620 | 1082620 | 1073865 | 1129616 | 696289 | 20.3236 | 18.0098 | 17.0544 | 13.7427 | 12.5306 | 12.5944 | 11.51 | 11.4169 | 12.0097 | 7.4027
409 | Electrical and Computer Engineering | 238390 |  | 3100 | LARGE | [12 empty] | -- | -- | -- | -- | -- | -- | 59077 | 2142239 | 2491585.55 | 2108846 | #VALUE! | #VALUE! | #VALUE! | #VALUE! | #VALUE! | #VALUE! | 0.24782 | 8.9863 | 10.4517 | 8.8462
174 | Engineering Sciences Building | 107724 |  | 2000 | LARGE |  | 787.3342 | 101.2989 | 131920.2818 |  |  | Flat roof, potential north shading from trees | O = Okay, has potential | fairly new roof, but it has a lot of mechanical equipment on it | 2 |  |  | 2381400 | 2230280 | 2279240 | 2174740 | 2073020 | 2014386 | 2103524.888 | 2132647 | 2036728.82 | 1492932 | 22.1065 | 20.7037 | 21.1581 | 20.1881 | 19.2438 | 18.6995 | 19.527 | 19.7973 | 18.9069 | 13.8589
37 | Everitt Electricity & Computer Engineering Laboratory | 124246 |  | 2000 | LARGE |  | 787.3342 | 101.2989 | 131920.2818 |  |  | Flat roof, already has solar up there | O = Okay, has potential | about to bid for construction, so after construction would be the time | 2 |  |  | 3064050 | 2787850 | 2584100 | 2112875 | 1902974 | 2024541 | 2027914 | 1224390.81 | 667648 | 130655 | 24.6612 | 22.4381 | 20.7983 | 17.0056 | 15.3162 | 16.2946 | 16.3218 | 9.8546 | 5.3736 | 1.0516
557 | F-29 Parking Deck | 253669 |  | 4000 | LARGE |  | 1574.6683 | 202.5977 | 263840.5636 |  |  | Large flat parking deck; see ECE Building parking deck plans | O = Okay, has potential | not a roof issue | 1 |  |  | 844800 | 879744 | 898944 | 885888 | 801024 | 802560 | 824448 | 853248 | 836951.04 | 620928 | 3.3303 | 3.4681 | 3.5438 | 3.4923 | 3.1578 | 3.1638 | 3.2501 | 3.3636 | 3.2994 | 2.4478
172 | Foreign Languages Building | 117715 |  | 2000 | LARGE |  | 787.3342 | 101.2989 | 131920.2818 |  |  | Flat roof | X = not recommended |  |  |  |  | 2708880 | 2409600 | 2245440 | 2175600 | 1927920 | 1760400 | 1649600 | 1613520 | 1523440 | 905963 | 23.0122 | 20.4698 | 19.0752 | 18.4819 | 16.3779 | 14.9548 | 14.0135 | 13.707 | 12.9418 | 7.6962
217 | Housing Food Stores | 51162 |  | 4500 | LARGE |  | 1771.5018 | 227.9224 | 296820.6341 |  |  | Flat roof | O = Okay, has potential | that roof is an abomination and barely keep s water out of the building - next week there are bids on a project to replace it. you would want to wait until the new roof is on there. The work would be done next summer, so it would be ready for solar ballasted system. | 0 |  |  | 1456460 | 1477580 | 1588740 | 1468660 | 1567100 | 1494460 | 1595800 | 1684760 | 1855700 | 1493118 | 28.4676 | 28.8804 | 31.0531 | 28.7061 | 30.6302 | 29.2104 | 31.1911 | 32.9299 | 36.2711 | 29.1841
58 | Huff Hall | 182536 |  | 2600 | LARGE | YES | 1023.5344 | 131.6885 | 171496.3663 |  |  | flat roof | X = not recommended |  |  |  |  | 1024316 | 1052048 | 1007716 | 1108982 | 1249345 | 1211979 | 1189545 | 1261449 | 1229492 | 975911 | 5.6116 | 5.7635 | 5.5206 | 6.0754 | 6.8444 | 6.6397 | 6.5168 | 6.9107 | 6.7356 | 5.3464
14 | Ice Arena | 51676 |  | 2300 | LARGE |  | 905.4343 | 116.4937 | 151708.3241 |  |  | Flat roof | X = not recommended |  |  |  |  | 2204760 | 1715100 | 1498749 | 1857570 | 1612220 | 1540350 | 1823250 | 1684250 | 2326463 | 1883205 | 42.6651 | 33.1895 | 29.0028 | 35.9465 | 31.1986 | 29.8078 | 35.2823 | 32.5925 | 45.0202 | 36.4425
1247 | Ikenberry Dining Hall | 139557 |  | 5800 | LARGE | YES | 2283.269 | 293.7667 | 382568.8172 |  |  | Flat roof | O = Okay, has potential | SDRP should be pretty good to get to, as well as Nugent and Bousfield | 3 | all new - contractor put it on - TPO roof - might be under warranty - so contractor has to handle it due to punctures | metal deck | -- | 0 | 999225 | 2658174 | 2459837 | 2516398 | 2650366 | 2547000 | 2448379.2 | 1692140.1 | #VALUE! | 0 | 7.16 | 19.0472 | 17.626 | 18.0313 | 18.9913 | 18.2506 | 17.5439 | 12.1251
23 | Illini Union | 305130 |  | 2400 | LARGE |  | 944.801 | 121.5586 | 158304.3382 |  |  | 3/4 Flat roof, 1/4 south facing angled roof; access to angled roof may be difficult | X = not recommended |  |  |  |  | 3669980 | 3390560 | 3203960 | 3302000 | 3062827 | 3080344 | 3104778 | 3716276 | 3896481 | 2672880.57 | 12.0276 | 11.1119 | 10.5003 | 10.8216 | 10.0378 | 10.0952 | 10.1753 | 12.1793 | 12.7699 | 8.7598
1080 | Institute for Genomic Biology | 219789 |  | 2400 | LARGE | YES | 944.801 | 121.5586 | 158304.3382 |  |  | Flat roof for a majority; appr. 300 m^2 angled south facing roof | O = Okay, has potential | pretty new - access might be a problem | 2 | rubber roof - 8-10 years old. Could work pretty nice. | metal deck | 7340100 | 7695800 | 8255600 | 8640080 | 8546090 | 8327530 | 8354200 | 8418700 | 8466620 | 6361080 | 33.3961 | 35.0145 | 37.5615 | 39.3108 | 38.8832 | 37.8887 | 38.0101 | 38.3036 | 38.5216 | 28.9418
220 | Krannert Art Museum | 62440 |  | 2600 | LARGE | YES | 1023.5344 | 131.6885 | 171496.3663 |  |  | Flat roof; satellite images aren't great, hard to tell what roof looks like | X = not recommended |  |  |  |  | 1077404 | 997117 | 1018974 | 734294 | 360444 | 387004 | 316614 | 333754 | 335304 | 224993 | 17.255 | 15.9692 | 16.3193 | 11.76 | 5.7726 | 6.198 | 5.0707 | 5.3452 | 5.37 | 3.6033
156 | Law Building | 189730 |  | 6000 | LARGE | YES | 2362.0025 | 303.8966 | 395760.8454 |  |  | Flat roof | O = Okay, has potential | think fairly recent | 3 | areas that the roof is in good shape, but there are a couple sections in bad shape - need to redo an area | metal decks | 3863978 | 3949294 | 3527308 | 3433698 | 3349348 | 3186628 | 3176348 | 3027943.26 | 1545153 | 1109167 | 20.3657 | 20.8153 | 18.5912 | 18.0978 | 17.6532 | 16.7956 | 16.7414 | 15.9592 | 8.144 | 5.846
67 | Loomis Laboratory of Physics | 175513 |  | 4300 | LARGE | YES | 1692.7684 | 217.7926 | 283628.6059 |  |  | Flat roof | O = Okay, has potential | the construction ideas there are a long way off | 1 |  |  | 3342600 | 3418200 | 3075600 | 3160200 | 3229800 | 3075600 | 2972400 | 2721000 | 2816063 | 2020557 | 19.0447 | 19.4755 | 17.5235 | 18.0055 | 18.4021 | 17.5235 | 16.9355 | 15.5031 | 16.0448 | 11.5123
112 | Mechanical Engineering Building | 100518 |  | 2500 | LARGE |  | 984.1677 | 126.6236 | 164900.3523 |  |  | Flat roof | O = Okay, has potential | they are trying to do a major addition and remodeling - don't do anything for a while | 0 |  |  | 2687108 | 2698394 | 2717788 | 2869368 | 2718848 | 2566968 | 2497528 | 2517102.52 | 2584055 | 2099359 | 26.7326 | 26.8449 | 27.0378 | 28.5458 | 27.0484 | 25.5374 | 24.8466 | 25.0413 | 25.7074 | 20.8854
29 | Mechanical Engineering Laboratory | 151860 |  | 2500 | LARGE |  | 984.1677 | 126.6236 | 164900.3523 |  |  | Flat roof portion | X = not recommended |  |  |  |  | 2220600 | 2161520 | 1739280 | 1828360 | 1977720 | 2092080 | 1987840 | 1884600 | 1877456 | 1359916 | 14.6227 | 14.2336 | 11.4532 | 12.0398 | 13.0233 | 13.7764 | 13.09 | 12.4101 | 12.3631 | 8.9551
237 | Micro and Nanotechnology Laboratory | 147347 |  | 4000 | LARGE |  | 1574.6683 | 202.5977 | 263840.5636 |  |  | Flat roof | O = Okay, has potential | has some old ballasted roofs, a hodge-podge of new and old roof | 1 |  |  | 6542000 | 6276000 | 6268717 | 5491756 | 5478593 | 5506301 | 5817811 | 6011932 | 6217247 | 4920371 | 44.3986 | 42.5933 | 42.5439 | 37.2709 | 37.1816 | 37.3696 | 39.4837 | 40.8012 | 42.1946 | 33.3931
39 | Music Building | 105343 |  | 2000 | LARGE |  | 787.3342 | 101.2989 | 131920.2818 |  |  | Flat roof, may have the same issues as Krannert due to acoustics for some of the rooms | O = Okay, has potential | we are about to select an architect to replace that roof - not a good time | 0 |  |  | 1250400 | 1106400 | 996000 | 969000 | 968400 | 1050600 | 955800 | 961800 | 914665 | 709118 | 11.8698 | 10.5028 | 9.4548 | 9.1985 | 9.1928 | 9.9731 | 9.0732 | 9.1302 | 8.6827 | 6.7315
321 | Natural Resources Studies Annex | 65416 |  | 2500 | LARGE | YES | 984.1677 | 126.6236 | 164900.3523 |  |  | Flat roof; not pictured on map given | O = Okay, has potential | not familiar |  | granulated roof - not so good. |  | 1137704 | 1006820 | 898262 | 905062 | 1055566 | 1060265 | 1052203 | 933999 | 967512 | 614377 | 17.3918 | 15.391 | 13.7315 | 13.8355 | 16.1362 | 16.208 | 16.0848 | 14.2778 | 14.7901 | 9.3918
24 | Newmark Civil Engineering Building | 208959 |  | 4000 | LARGE |  | 1574.6683 | 202.5977 | 263840.5636 |  |  | Flat roof, however with the raised middle section shading may be a problem on the perimeter | O = Okay, has potential in some areas | even more stuff on it than it had a month ago - running a bunch of duct work on it for a fourth floor lab | 1 |  |  | 3262456 | 3102362 | 3039088 | 3338704 | 3094758.99 | 5366360 | 5320955 | 5171894.67 | 5047401 | 3817851.92 | 15.6129 | 14.8467 | 14.5439 | 15.9778 | 14.8104 | 25.6814 | 25.4641 | 24.7508 | 24.155 | 18.2708
1094 | North Campus Parking Deck | 521441 |  | 7500 | LARGE |  | 2952.5031 | 379.8707 | 494701.0568 |  |  | ECE Building is planning on using this already | O = Okay, has potential, there has been a study completed for the site | should be okay - not terribly old | 3 |  |  | 1302600 | 1317100 | 1271200 | 1320200 | 1320025 | 1264700 | 1223800 | 1312000 | 1486760.37 | 1161851.18 | 2.4981 | 2.5259 | 2.4379 | 2.5318 | 2.5315 | 2.4254 | 2.347 | 2.5161 | 2.8513 | 2.2282
1096 | Oak Street Library | 51308 |  | 2300 | LARGE |  | 905.4343 | 116.4937 | 151708.3241 |  |  | Flat roof; Oak Street Library Facility | O = Okay, has potential | it would work | 3 | good shape - rubber | metal deck | 844700 | 1110049 | 1417678 | 1300566 | 1559151 | 1690976 | 1651812 | 1647074 | 1686741 | 1335869 | 16.4633 | 21.635 | 27.6307 | 25.3482 | 30.3881 | 32.9574 | 32.194 | 32.1017 | 32.8748 | 26.0363
198 | Physical Plant Services Building | 162883 |  | 12000 | LARGE | YES | 4724.0049 | 607.7932 | 791521.6908 |  |  | Flat roof | O = Okay, has potential | don't know the condition - different parts |  | decent roof - should be great - it is in good shape | need to be tied into the metal building beams - the gyp is just enough to hold the snow. Would probably erect a steel frame above the roof deck - like at ARC for solar thermal | 1861068 | 1790829 | 1612668 | 1067868 | 820068 | 751668 | 1729785.564 | 1921351 | 1773612.82 | 1284031 | 11.4258 | 10.9946 | 9.9008 | 6.556 | 5.0347 | 4.6148 | 10.6198 | 11.7959 | 10.8889 | 7.8831
256 | Plant Sciences Laboratory | 100848 |  | 2500 | LARGE |  | 984.1677 | 126.6236 | 164900.3523 |  |  | Flat roof on north side of greenhouses | O = Okay, has potential | not familiar |  | balast roof has been there since 1989 - needs a new one - it is falling apart | metal decking | 3133808 | 3109299 | 3058008 | 2931708 | 2754908 | 2709308 | 2785308 | 2728201 | 2725355 | 2166148 | 31.0746 | 30.8315 | 30.3229 | 29.0706 | 27.3174 | 26.8653 | 27.6189 | 27.0526 | 27.0244 | 21.4793
176 | Rehabilitation Education Center (DRES) | 42080 |  | 2800 | LARGE |  | 1102.2678 | 141.8184 | 184688.3945 |  |  | Flat roof | O = Okay, has potential | pretty decent roof - just got a new one | 3 | not too bad - a lot of trees around it. wihtin the last 8 years or so. | gyp decking | 703416 | 585738 | 637896 | 706056 | 505176 | 401256 | 571416 | 595176 | 456936 | 397902 | 16.7162 | 13.9196 | 15.1591 | 16.7789 | 12.0051 | 9.5356 | 13.5793 | 14.1439 | 10.8587 | 9.4558
257 | Richard T. Ubben Basketball Complex | 39067 |  | 2300 | LARGE |  | 905.4343 | 116.4937 | 151708.3241 |  |  | Flat roof | O = Okay, has potential | not familiar |  | pretty good shape - 8-10 years old rubber | metal deck | 689700 | 600900 | 621000 | 671700 | 660000 | 685500 | 642600 | 717000 | 890400 | 723000 | 17.6543 | 15.3813 | 15.8958 | 17.1935 | 16.8941 | 17.5468 | 16.4487 | 18.3531 | 22.7916 | 18.5067
66 | Seitz Materials Research Laboratory | 123151 |  | 3100 | LARGE |  | 1220.3679 | 157.0132 | 204476.4368 |  |  | Flat roof, some shading | O = Okay, has potential | wait until that ESCO project is done - there won't be much roof left | 0 |  |  | 3631920 | 3252060 | 3367920 | 3331920 | 3521520 | 3672453 | 3677990 | 4135254 | 4145882 | 3101738.87 | 29.4916 | 26.4071 | 27.3479 | 27.0556 | 28.5951 | 29.8207 | 29.8657 | 33.5787 | 33.665 | 25.1865
1248 | Timothy J. Nugent Hall | 115517 |  | 2500 | LARGE |  | 984.1677 | 126.6236 | 164900.3523 |  |  | Flat roof | O = Okay, has potential | good | 3 | housing - nice good shape TPO roofs | metal decking | -- | 2880 | 214560 | 554400 | 1570762 | 2026633.35 | 2074384.17 | 2074208.24 | 2094929.59 | 1569510.2 | #VALUE! | 0.024931 | 1.8574 | 4.7993 | 13.5977 | 17.544 | 17.9574 | 17.9559 | 18.1352 | 13.5868
350 | Vet. Medicine Basic Sciences Building | 259413 |  | 4500 | LARGE | YES | 1771.5018 | 227.9224 | 296820.6341 |  |  | Flat roof | O = Okay, has potential | LAC and SAC have new flat roofs that are potential candidates and there will be contractors working on the metal part of the roofs for the next two years | 0 |  |  | 5882952 | 6180506 | 6084952 | 5973920 | 5092780 | 4792179 | 4854209 | 4853833 | 4752435 | 3456391 | 22.6779 | 23.825 | 23.4566 | 23.0286 | 19.6319 | 18.4732 | 18.7123 | 18.7108 | 18.32 | 13.3239
292 | Veterinary Teaching Hospital | 233703 |  | 4100 | LARGE |  | 1614.035 | 207.6627 | 270436.5777 |  |  | Flat roof | X = not recommended |  |  |  |  | 4649044 | 4527857 | 4396110 | 4399172.3 | 3978225.4 | 4390653.5 | 4190289.3 | 4111592.16 | 3922304.7 | 3072655.54 | 19.893 | 19.3744 | 18.8107 | 18.8238 | 17.0226 | 18.7873 | 17.93 | 17.5932 | 16.7833 | 13.1477
8283 | Oak Street Chiller Plant | 44799 |  | 1400 | MEDIUM |  | 551.1339 | 70.9092 | 92344.1973 |  |  | Flat roof; label is misleading… Didn't see a number for the chiller plant | [5 empty] | 16876894 | 39092647 | 33032833 | 34139825 | 35137588 | 54389025 | 58458617 | 56787127 | 57579220 | 51967643 | 376.7248 | 872.6232 | 737.3565 | 762.0667 | 784.3387 | 1214.0678 | 1304.909 | 1267.5981 | 1285.2791 | 1160.0179
1095 | Enterprise Works @ Illinois | 57256 |  | 1800 | MEDIUM | [12 empty] | 2847740 | 2593400 | 2602795 | 2655959 | 2620588 | 2297526 | 1944335 | 2090376 | 2201570.75 | 1661611.82 | 49.737 | 45.2948 | 45.4589 | 46.3874 | 45.7697 | 40.1273 | 33.9586 | 36.5093 | 38.4514 | 29.0207
376 | Campbell Hall | 40731 |  | 1200 | MEDIUM |  | 472.4005 | 60.7793 | 79152.1691 |  |  | Flat roof | [5 empty] | 1750000 | 1665000 | 1739000 | 1867500 | 1537500 | 1284500 | 1467000 | 1339000 | 1356000 | 1107000 | 42.9648 | 40.878 | 42.6948 | 45.8496 | 37.7477 | 31.5362 | 36.0168 | 32.8742 | 33.2916 | 27.1783
116 | Roger Adams Laboratory | 268297 |  | 1600 | MEDIUM |  | 629.8673 | 81.0391 | 105536.2254 |  |  | Flat roof |  |  |  |  | concrete deck on one part | 8046011 | 7639225 | 7512362 | 7668580 | 7545774 | 8666858 | 8447650 | 9130059 | 8925845 | 6753626 | 29.9892 | 28.473 | 28.0002 | 28.5824 | 28.1247 | 32.3032 | 31.4862 | 34.0297 | 33.2685 | 25.1722
206 | Illinois Sustainable Technology Center | 52887 |  | 1600 | MEDIUM | [12 empty] | 1585669 | 1509680 | 1396968 | 1486411 | 1526115 | 1364111 | 1390647 | 1463274 | 1322247 | 714668 | 29.9822 | 28.5454 | 26.4142 | 28.1054 | 28.8561 | 25.7929 | 26.2947 | 27.6679 | 25.0014 | 13.5131
154 | Personnel Services Building | 15724 |  | 1100 | MEDIUM |  | 433.0338 | 55.7144 | 72556.155 |  |  | Flat roof; tree shading on north east section | [5 empty] | 392092 | 392376 | 412692 | 452792 | 406892 | 392792 | 418592 | 358992 | 379492 | 356544 | 24.9359 | 24.954 | 26.246 | 28.7962 | 25.8771 | 24.9804 | 26.6212 | 22.8308 | 24.1346 | 22.6751
105 | Pennsylvania Lounge Building | 50928 |  | 1800 | MEDIUM | YES | 708.6007 | 91.169 | 118728.2536 |  |  | Flat roof - PARH building with food services | [5 empty] | -- | -- | -- | -- | -- | 691820 | 1190950.62 | 1272729 | 1221980.18 | 813200.66 | #VALUE! | #VALUE! | #VALUE! | #VALUE! | #VALUE! | 13.5843 | 23.385 | 24.9908 | 23.9943 | 15.9677
274 | Lounge Building - ISRH | 26340 |  | 1200 | MEDIUM |  | 472.4005 | 60.7793 | 79152.1691 |  |  | Flat roof, unnamed portion of ISR dorm | [5 empty] | 3026756 | 3006260 | 2842943 | 2881231 | 2842285 | 2155722 | 644296 | 670303 | 624729.22 | 512372 | 114.911 | 114.1329 | 107.9325 | 109.3861 | 107.9076 | 81.8421 | 24.4607 | 25.4481 | 23.7179 | 19.4522
138 | Burrill Hall | 171832 |  | 1500 | MEDIUM |  | 590.5006 | 75.9741 | 98940.2114 |  |  | Flat roof | [5 empty] | 912100 | 2780330 | 2270092 | 2261692 | 2324392 | 3128659 | 3705281 | 3798547.32 | 3771957.77 | 2839360.3 | 5.3081 | 16.1805 | 13.2111 | 13.1622 | 13.5271 | 18.2077 | 21.5634 | 22.1062 | 21.9514 | 16.524
228 | Beckman Institute | 357600 |  | 1200 | MEDIUM |  | 472.4005 | 60.7793 | 79152.1691 |  |  | Roof access may be difficult, south facing angled roof | [5 empty] | 8781000 | 8145000 | 7944000 | 8107000 | 7829000 | 7375000 | 7145191 | 7470573 | 7459795 | 5394066 | 24.5554 | 22.7768 | 22.2148 | 22.6706 | 21.8932 | 20.6236 | 19.981 | 20.8909 | 20.8607 | 15.0841
171 | Meat Science Laboratory | 26277 |  | 1000 | MEDIUM |  | 393.6671 | 50.6494 | 65960.1409 |  |  | Flat roof | [5 empty] | 660582 | 618380 | 557189 | 619694 | 631812 | 597088 | 570753 | 529176 | 544256 | 374811 | 25.1392 | 23.5331 | 21.2044 | 23.5831 | 24.0443 | 22.7228 | 21.7206 | 20.1384 | 20.7123 | 14.2638
124 | National Soybean Research Center | 98855 |  | 1200 | MEDIUM |  | 472.4005 | 60.7793 | 79152.1691 |  |  | Flat roof | [5 empty] | 2224000 | 2212000 | 2095000 | 2128000 | 2056000 | 2022000 | 2020000 | 2021645 | 1894528 | 1357675 | 22.4976 | 22.3762 | 21.1927 | 21.5265 | 20.7981 | 20.4542 | 20.434 | 20.4506 | 19.1647 | 13.734
275 | Food Service Building - ISRH | 48015 |  | 1700 | MEDIUM |  | 669.234 | 86.104 | 112132.2395 |  |  | Flat roof, unnamed portion of ISR dorm | [5 empty] | 8140 | 8128 | 7953 | 8065 | 5411 | 111734 | 943874 | 917865 | 893999 | 630529 | 0.16953 | 0.16928 | 0.16564 | 0.16797 | 0.11269 | 2.3271 | 19.6579 | 19.1162 | 18.6192 | 13.1319
1214 | Conference Center (I-Hotel) | 37960 |  | 1500 | MEDIUM |  | 590.5006 | 75.9741 | 98940.2114 |  |  | Flat roof | [5 empty] | 10880 | 814128 | 764307 | 816838 | 784879 | 787363 | 830899 | 804105 | 673912 | 507775 | 0.28662 | 21.447 | 20.1345 | 21.5184 | 20.6765 | 20.7419 | 21.8888 | 21.183 | 17.7532 | 13.3766
110 | Nuclear Physics Laboratory | 36605 |  | 1200 | MEDIUM |  | 472.4005 | 60.7793 | 79152.1691 |  |  | Mostly flat roof, some south facing angled roof on south side | [5 empty] | 649160 | 627160 | 579380 | 543620 | 569160 | 560760 | 573008 | 616217 | 647873 | 518419 | 17.7342 | 17.1332 | 15.8279 | 14.851 | 15.5487 | 15.3192 | 15.6538 | 16.8342 | 17.699 | 14.1625
563 | Siebel Center for Computer Science | 266825 |  | 1000 | MEDIUM |  | 393.6671 | 50.6494 | 65960.1409 |  |  | South facing angled roof, access may be difficult | [5 empty] | 6773130 | 6969900 | 5294900 | 4502800 | 4522900 | 4525180 | 4647764 | 4604206 | 3992162 | 2781163 | 25.3842 | 26.1216 | 19.8441 | 16.8755 | 16.9508 | 16.9594 | 17.4188 | 17.2555 | 14.9617 | 10.4232
78 | Snyder Hall | 91361 |  | 1800 | MEDIUM |  | 708.6007 | 91.169 | 118728.2536 |  |  | Flat roof | [5 empty] | -- | -- | -- | 1791261 | 1734469 | 1630337 | 1353503 | 1349565 | 1339638 | 1043864 | #VALUE! | #VALUE! | #VALUE! | 19.6064 | 18.9848 | 17.845 | 14.8149 | 14.7718 | 14.6631 | 11.4257
222 | Printing & Photographic Service Building | 59376 |  | 1700 | MEDIUM |  | 669.234 | 86.104 | 112132.2395 |  |  | Flat roof, southeast section tree shading | [5 empty] | 1635069 | 1502548 | 1485244 | 1455229 | 1343514 | 1015388 | 1003695 | 959212 | 856535 | 724635 | 27.5375 | 25.3056 | 25.0142 | 24.5087 | 22.6272 | 17.101 | 16.9041 | 16.1549 | 14.4256 | 12.2042
1215 | Fox/Atkins Hotel (I-Hotel) | 78753 |  | 1500 | MEDIUM |  | 590.5006 | 75.9741 | 98940.2114 |  |  | Flat roof | [5 empty] | 6880 | 909840 | 1089680 | 1172000 | 1189920 | 1194800 | 1170400 | 1165280 | 1093520 | 829360 | 0.087362 | 11.5531 | 13.8367 | 14.882 | 15.1095 | 15.1715 | 14.8617 | 14.7966 | 13.8854 | 10.5312
339 | Temple Hoyne Buell Hall | 94195 |  | 1300 | MEDIUM |  | 511.7672 | 65.8443 | 85748.1832 |  |  | Flat roof | [5 empty] | 877792 | 746150 | 1079552 | 1722272 | 1727552 | 1774592 | 1447872 | 1390432 | 1283716 | 1107174 | 9.3189 | 7.9213 | 11.4608 | 18.2841 | 18.3402 | 18.8396 | 15.371 | 14.7612 | 13.6283 | 11.7541
76 | Psychology Laboratory | 154523 |  | 1200 | MEDIUM |  | 472.4005 | 60.7793 | 79152.1691 |  |  | Flat roof |  | good new |  | good one | concrete deck | 2661900 | 2367600 | 2092200 | 2116800 | 2060400 | 1870500 | 1839000 | 1773717 | 1808423 | 1351192 | 17.2266 | 15.322 | 13.5397 | 13.6989 | 13.3339 | 12.105 | 11.9011 | 11.4787 | 11.7033 | 8.7443
209 | Speech and Hearing Clinic | 30211 |  | 1200 | MEDIUM |  | 472.4005 | 60.7793 | 79152.1691 |  |  | Flat roof |  | good one |  | good one | concrete deck | 522192 | 474268 | 448496 | 423696 | 379696 | 345696 | 403696 | 310896 | 343296 | 258572 | 17.2848 | 15.6985 | 14.8455 | 14.0246 | 12.5681 | 11.4427 | 13.3626 | 10.2908 | 11.3633 | 8.5589
158 | Bevier Hall | 156771 |  | 1600 | MEDIUM |  | 629.8673 | 81.0391 | 105536.2254 |  |  | Flat roof | [5 empty] | 2061500 | 1989300 | 1888700 | 1692800 | 1587500 | 1607800 | 1607000 | 1621827.68 | 1679380.2 | 1201668 | 13.1498 | 12.6892 | 12.0475 | 10.7979 | 10.1262 | 10.2557 | 10.2506 | 10.3452 | 10.7123 | 7.6651
201 | Garage and Car Pool | 27395 |  | 1900 | MEDIUM | YES | 747.9674 | 96.2339 | 125324.2677 |  |  | Flat roof | [5 empty] | 353744 | 331634 | 363769 | 323144 | 330244 | 298344 | 304044 | 284344 | 293144 | 223858 | 12.9127 | 12.1056 | 13.2787 | 11.7957 | 12.0549 | 10.8905 | 11.0985 | 10.3794 | 10.7006 | 8.1715
13 | Talbot Laboratory | 110529 |  | 1600 | MEDIUM |  | 629.8673 | 81.0391 | 105536.2254 |  |  | Flat roof | [5 empty] | 2705440 | 2376630 | 1979510 | 1857610 | 1808710 | 1414390 | 1124570 | 1078070 | 1166043 | 1202904 | 24.4772 | 21.5023 | 17.9094 | 16.8065 | 16.3641 | 12.7966 | 10.1744 | 9.7537 | 10.5497 | 10.8832
181 | Daniels Hall | 112091 |  | 1500 | MEDIUM |  | 590.5006 | 75.9741 | 98940.2114 |  |  | Flat roof, some shading |  |  |  | rubber roof -north section blowing off - added sand bags | concrete | 1080790 | 1055520 | 1095050 | 1213630 | 1108280 | 1125750 | 1092050 | 1063920 | 1174839 | 1083685 | 9.6421 | 9.4166 | 9.7693 | 10.8272 | 9.8873 | 10.0432 | 9.7425 | 9.4916 | 10.4811 | 9.6679
79 | Scott Hall | 90854 |  | 1800 | MEDIUM |  | 708.6007 | 91.169 | 118728.2536 |  |  | Flat roof | [5 empty] | 412647 | 429831 | 419927 | 474124 | 483356 | 700140 | 1021232 | 960860 | 939387 | 699965 | 4.5419 | 4.731 | 4.622 | 5.2185 | 5.3201 | 7.7062 | 11.2404 | 10.5759 | 10.3395 | 7.7043
331 | Library and Information Science Bldg | 51376 |  | 1500 | MEDIUM | [12 empty] | 813510.855 | 810292 | 753325.48 | 746211.37 | 711397.77 | 710637.32 | 604748.5 | 520152.05 | 506682.89 | 378522.53 | 15.8345 | 15.7718 | 14.663 | 14.5245 | 13.8469 | 13.8321 | 11.771 | 10.1244 | 9.8622 | 7.3677
18 | Art-East Annex, Studio 1 (Architecture Annex) | 47541 |  | 1250 | MEDIUM |  | 492.0838 | 63.3118 | 82450.1761 |  |  | Flat roof; images are grainy, estimation needs refinement | [5 empty] | 370076 | 367473 | 359596 | 379836 | 423396 | 425356 | 414556 | 404276 | 442396 | 351667 | 7.7844 | 7.7296 | 7.5639 | 7.9897 | 8.9059 | 8.9471 | 8.72 | 8.5037 | 9.3056 | 7.3971
291 | Sherman Hall - Single Graduate Housing | 112081 |  | 1300 | MEDIUM |  | 511.7672 | 65.8443 | 85748.1832 |  |  | Flat roof, lots of area | [5 empty] | 1294400 | 1124800 | 1035600 | 1014800 | 1039559 | 975450 | 1008120 | 1010100 | 950380 | 641960 | 11.5488 | 10.0356 | 9.2397 | 9.0542 | 9.2751 | 8.7031 | 8.9946 | 9.0122 | 8.4794 | 5.7276
152 | Civil Eng. Hydrosystems Laboratory | 31847 |  | 1600 | MEDIUM |  | 629.8673 | 81.0391 | 105536.2254 |  |  | Flat roof | [5 empty] | 566000 | 368000 | 329000 | 266000 | 283000 | 282000 | 266000 | 256000 | 258000 | 197207.08 | 17.7725 | 11.5552 | 10.3306 | 8.3524 | 8.8862 | 8.8548 | 8.3524 | 8.0384 | 8.1012 | 6.1923
255 | University Press Building | 34294 |  | 1800 | MEDIUM |  | 708.6007 | 91.169 | 118728.2536 |  |  | Flat roof, south section is assumed to be flat, would be about half the number if you just use north roof | [5 empty] | 344864 | 308032 | 288704 | 300704 | 298304 | 298464 | 290944 | 278944 | 265024 | 246048 | 10.0561 | 8.9821 | 8.4185 | 8.7684 | 8.6984 | 8.7031 | 8.4838 | 8.1339 | 7.728 | 7.1747
219 | Art and Design Building | 75077 |  | 1500 | MEDIUM |  | 590.5006 | 75.9741 | 98940.2114 |  |  | Flat roof |  | should be okay - we can look at the condition of the roof | 2 | roof is alright | concrete | 1198728 | 1141284 | 1088228 | 1006328 | 1193328 | 1135528 | 707928 | 659928 | 579237 | 507476 | 15.9666 | 15.2015 | 14.4948 | 13.4039 | 15.8947 | 15.1248 | 9.4294 | 8.79 | 7.7152 | 6.7594
62 | Child Development Laboratory | 29744 |  | 1000 | MEDIUM |  | 393.6671 | 50.6494 | 65960.1409 |  |  | Flat roof, different tiered levels so might be less area in actuality | [5 empty] | 258960 | 214240 | 199600 | 219600 | 215760 | 233520 | 247680 | 248160 | 223600 | 204130 | 8.7063 | 7.2028 | 6.7106 | 7.383 | 7.2539 | 7.851 | 8.3271 | 8.3432 | 7.5175 | 6.8629
72 | Memorial Stadium | 771828 |  | 1500 | MEDIUM |  | 590.5006 | 75.9741 | 98940.2114 |  |  | Flat roof; east side looks more promising than west | [5 empty] | 3206301 | 5482320 | 4553712.3 | 4737551 | 5085270 | 4812753 | 5479057 | 6701779 | 5739731 | 4240154 | 4.1542 | 7.103 | 5.8999 | 6.1381 | 6.5886 | 6.2355 | 7.0988 | 8.683 | 7.4365 | 5.4937
1206 | Business Instructional Facility | 162251 |  | 1000 | MEDIUM | YES | 393.6671 | 50.6494 | 65960.1409 |  |  | South facing angled roof (not including already covered roof) | [5 empty] | 308700.9 | 797511.1 | 1233869 | 1348495 | 1359653 | 1461173 | 1333775 | 1217472 | 1195195.96 | 908902.33 | 1.9026 | 4.9153 | 7.6047 | 8.3112 | 8.3799 | 9.0056 | 8.2204 | 7.5036 | 7.3663 | 5.6018
141 | Lincoln Avenue Residence Hall | 157023 |  |  | MEDIUM | [12 empty] | 1197000 | 981800 | 518400 | 523800 | 834617.064 | 978715.1 | 1002770 | 997413 | 1002345.1 | 718494 | 7.6231 | 6.2526 | 3.3014 | 3.3358 | 5.3153 | 6.2329 | 6.3861 | 6.352 | 6.3834 | 4.5757
52 | Krannert Center for Performing Arts | 499644 |  | 1400 | MEDIUM | [12 empty] | 4423756 | 3880643 | 3450956 | 3236156 | 3338956 | 3481156 | 3149356 | 3613254 | 3073386 | 1909137 | 8.8538 | 7.7668 | 6.9068 | 6.4769 | 6.6827 | 6.9673 | 6.3032 | 7.2317 | 6.1512 | 3.821
84 | Hopkins Hall | 83827 |  | 1800 | MEDIUM |  | 708.6007 | 91.169 | 118728.2536 |  |  | Flat roof; not sure if this is still standing? | [5 empty] | -- | -- | -- | -- | -- | 190158 | 498200 | 149070.5 | 464727 | 450291 | #VALUE! | #VALUE! | #VALUE! | #VALUE! | #VALUE! | 2.2685 | 5.9432 | 1.7783 | 5.5439 | 5.3717
61 | University High School | 53113 |  | 1900 | MEDIUM | [12 empty] | 387796 | 353188 | 382096 | 389896 | 368296 | 328596 | 359996 | 305496 | 294096 | 273420 | 7.3013 | 6.6497 | 7.194 | 7.3409 | 6.9342 | 6.1867 | 6.7779 | 5.7518 | 5.5372 | 5.1479
273 | Townsend Hall - ISRH - Men's Building | 110266 |  | 1500 | MEDIUM |  | 590.5006 | 75.9741 | 98940.2114 |  |  | Flat roof | [5 empty] | -- | -- | -- | -- | -- | 139520 | 440208 | 428112 | 448597 | 355115 | #VALUE! | #VALUE! | #VALUE! | #VALUE! | #VALUE! | 1.2653 | 3.9922 | 3.8825 | 4.0683 | 3.2205
41 | Library | 562532 |  | 1500 | MEDIUM |  | 590.5006 | 75.9741 | 98940.2114 |  |  | Flat roof on the inside of perimeter; unsure about access and geography, need a better measuring tool | [5 empty] | 4011200 | 3809900 | 3765800 | 3628900 | 2845700 | 2394500 | 2284300 | 2266203 | 2283443 | 1665468 | 7.1306 | 6.7728 | 6.6944 | 6.451 | 5.0587 | 4.2566 | 4.0607 | 4.0286 | 4.0592 | 2.9607
97 | C-7 Parking Structure | 115222 |  | 1700 | MEDIUM |  | 669.234 | 86.104 | 112132.2395 | [8 empty] | 454240 | 436800 | 469760 | 455840 | 461920 | 448160 | 431680 | 429600 | 452800 | 283840 | 3.9423 | 3.7909 | 4.077 | 3.9562 | 4.009 | 3.8895 | 3.7465 | 3.7285 | 3.9298 | 2.4634
136 | Student Staff Apts. 300 S. Goodwin, Urbana | 73070 |  | 1000 | MEDIUM |  | 393.6671 | 50.6494 | 65960.1409 |  |  | Flat roof | [5 empty] | 147105 | 147073 | 144978 | 141814 | 151699 | 146704 | 141178 | 142099 | 155798 | 109894 | 2.0132 | 2.0128 | 1.9841 | 1.9408 | 2.0761 | 2.0077 | 1.9321 | 1.9447 | 2.1322 | 1.504
32 | Natural History Building | 153284 |  | 1500 | MEDIUM |  | 590.5006 | 75.9741 | 98940.2114 |  |  | Mostly flat roof; minimal south facing angled roof | [5 empty] | 1679868 | 1657640 | 1606384 | 1468468 | 1205328 | 1142968 | 1084688 | 371870 | 193294 | 566371 | 10.9592 | 10.8142 | 10.4798 | 9.58 | 7.8634 | 7.4565 | 7.0763 | 2.426 | 1.261 | 3.6949
71 | Student Services Arcade Building | 27525 |  | 1200 | MEDIUM |  | 472.4005 | 60.7793 | 79152.1691 |  |  | Flat roof | [5 empty] | -- | 40 | 190 | 158 | 155 | 148 | 130 | 125 | 123 | 90 | #VALUE! | 0.0014532 | 0.0069028 | 0.0057402 | 0.0056312 | 0.0053769 | 0.004723 | 0.0045413 | 0.0044687 | 0.0032698
532 | 1107 S Fourth, Champaign | 26000 |  |  | SMALL | [12 empty] | 241447 | 216410 | 142172 | 62690 | -- | -- | -- | -- | -- | -- | 9.2864 | 8.3235 | 5.4682 | 2.4112 | #VALUE! | #VALUE! | #VALUE! | #VALUE! | #VALUE! | #VALUE!
139 | 1202 W Green, Urbana | 4050 |  |  | SMALL | [12 empty] | 42957 | 24421 | 14884 | 4664 | 2440 | -- | -- | -- | -- | -- | 10.6067 | 6.0299 | 3.6751 | 1.1516 | 0.60247 | #VALUE! | #VALUE! | #VALUE! | #VALUE! | #VALUE!
205 | 1203 W Oregon, Urbana | 8015 |  |  | SMALL | [12 empty] | 67147 | 54471 | 48352 | 51998 | 50557 | 36725 | 2169 | -- | -- | -- | 8.3777 | 6.7961 | 6.0327 | 6.4876 | 6.3078 | 4.582 | 0.27062 | #VALUE! | #VALUE! | #VALUE!
335 | Beckwith Hall | 16436 |  |  | SMALL | [12 empty] | 246020 | 244337 | 227358 | 107105 | 144020 | 123940 | 10985 | -- | -- | -- | 14.9684 | 14.866 | 13.8329 | 6.5165 | 8.7625 | 7.5408 | 0.66835 | #VALUE! | #VALUE! | #VALUE!
267 | College of Nursing |  |  | 150 | SMALL |  | 59.0501 | 7.5974 | 9894.0211 |  |  | Flat roof | [5 empty] | Electrical Energy Use per square foot 2008: #DIV/0!; Electrical Energy Use per square foot 2009: #DIV/0!; Electrical Energy Use per square foot 2010: #DIV/0!; Electrical Energy Use per square foot 2011: #DIV/0!; Electrical Energy Use per square foot 2012: #DIV/0!; Electrical Energy Use per square foot 2013: #DIV/0!; Electrical Energy Use per square foot 2014: #DIV/0!; Electrical Energy Use per square foot 2015: #DIV/0!; Electrical Energy Use per square foot 2016: #DIV/0!; Electrical Energy Use per square foot 2017: #DIV/0!
859 | Crop Science Research & Educ. Ctr. | 11761 |  |  | SMALL | [12 empty] | 30539 | 30507 | 33102 | 35275 | 10427 | -- | -- | -- | -- | -- | 2.5966 | 2.5939 | 2.8146 | 2.9993 | 0.88657 | #VALUE! | #VALUE! | #VALUE! | #VALUE! | #VALUE!
294 | FSI - Classroom/Off | 11055 |  |  | SMALL | [12 empty] | 378080 | 378400 | 403444.99 | 113501.99 | -- | -- | -- | -- | -- | -- | 34.1999 | 34.2289 | 36.4943 | 10.267 | #VALUE! | #VALUE! | #VALUE! | #VALUE! | #VALUE! | #VALUE!
182 | Nuclear Reactor Laboratory | 5068 |  |  | SMALL | [12 empty] | 58600 | 53500 | 41900 | 65000 | 79400 | -- | -- | -- | -- | -- | 11.5627 | 10.5564 | 8.2676 | 12.8256 | 15.6669 | #VALUE! | #VALUE! | #VALUE! | #VALUE! | #VALUE!
992 | Pomology Storage Bldg - Pell Farm | 3600 |  |  | SMALL | [12 empty] | 12433 | 2514 | 1506 | 0 | -- | -- | -- | -- | -- | -- | 3.4536 | 0.69833 | 0.41833 | 0 | #VALUE! | #VALUE! | #VALUE! | #VALUE! | #VALUE! | #VALUE!
355 | Tower on 3rd | 19972 |  |  | SMALL | [12 empty] | 148088 | 127907 | 1579 | -- | -- | -- | -- | -- | -- | -- | 7.4148 | 6.4043 | 0.079061 | #VALUE! | #VALUE! | #VALUE! | #VALUE! | #VALUE! | #VALUE! | #VALUE!
276 | Library Air Conditioning Center | 4311 |  |  | SMALL | [12 empty] | 8202650 | 6116310 | 4509500 | 6357210 | 5103890 | 4987980 | 4356680 | 4401840 | 4633240 | 5179830 | 1902.7256 | 1418.7683 | 1046.045 | 1474.6486 | 1183.9225 | 1157.0355 | 1010.5961 | 1021.0717 | 1074.7483 | 1201.5379
232 | North Campus Chiller Plant | 14848 |  |  | SMALL | [12 empty] | 11350200 | 8623600 | 10529800 | 12443100 | 11950800 | 9568100 | 4459100 | 5589800 | 6927700 | 8016300 | 764.4262 | 580.792 | 709.173 | 838.0321 | 804.8761 | 644.4033 | 300.3165 | 376.4682 | 466.5746 | 539.8909
401 | Animal Science Air Conditioning Ctr | 10438 |  |  | SMALL | [12 empty] | 5960000 | 4692000 | 4091000 | 4977000 | 4273000 | 4266000 | 4142000 | 2034000 | 3157000 | 1561000 | 570.9906 | 449.5114 | 391.9333 | 476.8155 | 409.3696 | 408.699 | 396.8193 | 194.8649 | 302.4526 | 149.5497
289 | Water Survey Research Center Grounds | 10923 |  |  | SMALL | [12 empty] | 2466904 | 2588387 | 2498904 | 2434904 | 2510804 | 2124504 | 2179754 | 2152454 | 2181304 | 1685370 | 225.8449 | 236.9667 | 228.7745 | 222.9153 | 229.864 | 194.4982 | 199.5563 | 197.057 | 199.6983 | 154.2955
1146 | Beef Cattle and Sheep Field Laboratory | 4774 |  |  | SMALL | [12 empty] | 472200 | 441500 | 466100 | 427900 | 448680 | 578200 | 560720 | 716240 | 928000 | 618720 | 98.9108 | 92.4801 | 97.633 | 89.6313 | 93.9841 | 121.1144 | 117.4529 | 150.0293 | 194.3863 | 129.602
304 | Track Stadium | 832 |  |  | SMALL | [12 empty] | 171600 | 123000 | 118800 | 122400 | 129000 | 115200 | 136200 | 132000 | 159000 | 121800 | 206.25 | 147.8365 | 142.7885 | 147.1154 | 155.0481 | 138.4615 | 163.7019 | 158.6538 | 191.1058 | 146.3942
1140 | Gregory Place 1 | 5008 |  |  | SMALL | [12 empty] | 842300 | 823565 | 592386 | 470701 | 661844 | 775209 | 437240 | 816856 | 929834 | 852646 | 168.1909 | 164.4499 | 118.2879 | 93.9898 | 132.1573 | 154.7941 | 87.3083 | 163.1102 | 185.6697 | 170.2568
352 | Veterinary Medicine Chiller Plant | 23088 |  |  | SMALL | [12 empty] | 5974848 | 5030658 | 3090105.52 | 5657846.34 | 6419055.42 | 5006143.95 | 4290558.12 | 3794449.02 | 3724196.76 | 3529454.23 | 258.7859 | 217.8906 | 133.8403 | 245.0557 | 278.0256 | 216.8288 | 185.835 | 164.3472 | 161.3044 | 152.8696
316 | Illinois Field | 1153 |  |  | SMALL | [12 empty] | 110000 | 85000 | 76000 | 104400 | 126600 | 115000 | 120800 | 129600 | 173400 | 139000 | 95.4033 | 73.7207 | 65.915 | 90.5464 | 109.8005 | 99.7398 | 104.7702 | 112.4024 | 150.3903 | 120.5551
1149 | South Farms Manure Shed | 528 |  |  | SMALL | [12 empty] | 72750 | 77250 | 99440 | 96220 | 74310 | 63130 | 67540 | 79200 | 66240 | 48240 | 137.7841 | 146.3068 | 188.3333 | 182.2348 | 140.7386 | 119.5644 | 127.9167 | 150 | 125.4545 | 91.3636
937 | Feed Mixing Barn-Lincoln Ave Dairy | 1028 |  |  | SMALL | [12 empty] | 147640 | 133040 | 127720 | 123720 | 145840 | 146600 | 136400 | 116040 | 119880 | 90880 | 143.6187 | 129.4163 | 124.2412 | 120.3502 | 141.8677 | 142.607 | 132.6848 | 112.8794 | 116.6148 | 88.4047
395 | Orchard Downs Sewage Lift Station | 373 |  |  | SMALL | [12 empty] | 81789 | 72755 | 71936 | 68675 | 58859 | 55147 | 45340 | 45269 | 43032 | 27405 | 219.2735 | 195.0536 | 192.8579 | 184.1153 | 157.7989 | 147.8472 | 121.555 | 121.3646 | 115.3673 | 73.4718
17 | Advanced Computation Building | 45346 |  | 700 | SMALL |  | 275.567 | 35.4546 | 46172.0986 |  |  | Flat roof on east side | [5 empty] | 20839260 | 19092900 | 18557120 | 13556300 | 6331480 | 5477320 | 4918480 | 3677975 | 3963061 | 3150158 | 459.5612 | 421.0493 | 409.2339 | 298.9525 | 139.626 | 120.7895 | 108.4656 | 81.1091 | 87.396 | 69.4694
1244 | National Petascale Computing Facility | 94377 |  | 500 | SMALL | YES | 196.8335 | 25.3247 | 32980.0705 |  |  | South facing angled roof? Hard to tell from sat/street view. If it's flat, then more like 3500-4000 m^2 flat roof | [5 empty] | -- | 99248 | 245460 | 264495 | 5042203.913 | 5556863.4 | 6263583.91 | 6068980.02 | 6951988.05 | 6397896.77 | #VALUE! | 1.0516 | 2.6008 | 2.8025 | 53.4262 | 58.8794 | 66.3677 | 64.3057 | 73.6619 | 67.7908
950 | Agricultural Eng Storage-S Race St | 2400 |  |  | SMALL | [12 empty] | 118800 | 121920 | 134946 | 146280 | 198960 | 213994 | 152357 | 162934 | 165883 | 113427 | 49.5 | 50.8 | 56.2275 | 60.95 | 82.9 | 89.1642 | 63.4821 | 67.8892 | 69.1179 | 47.2612
122 | Radio Transmitter Station | 726 |  |  | SMALL | [12 empty] | 56440 | 55680 | 61480 | 56120 | 43660 | 46500 | 47260 | 47020 | 47720 | 41940 | 77.741 | 76.6942 | 84.6832 | 77.3003 | 60.1377 | 64.0496 | 65.0964 | 64.7658 | 65.73 | 57.7686
20 | Physiology Research Laboratory | 4865 |  |  | SMALL | [12 empty] | 300640 | 281440 | 283760 | 315680 | 322560 | 318400 | 327360 | 314160 | 299360 | 247600 | 61.7965 | 57.8499 | 58.3268 | 64.888 | 66.3022 | 65.4471 | 67.2888 | 64.5755 | 61.5334 | 50.8941
1074 | Z Building | 24512 |  |  | SMALL | [12 empty] | 2428500 | 2271700 | 2023800 | 2006100 | 1916100 | 1315600 | 1396600 | 1434500 | 1485890 | 1207810 | 99.0739 | 92.6771 | 82.5636 | 81.8415 | 78.1699 | 53.6717 | 56.9762 | 58.5224 | 60.6189 | 49.2742
1034 | Swine Res Ctr-Growing Bldg #1 | 4967 |  |  | SMALL | [12 empty] | 219360 | 205440 | 189200 | 241200 | 219600 | 228240 | 228240 | 250720 | 267280 | 210000 | 44.1635 | 41.361 | 38.0914 | 48.5605 | 44.2118 | 45.9513 | 45.9513 | 50.4771 | 53.8112 | 42.279
303 | Play Field Service Building | 684 |  |  | SMALL | [12 empty] | 52005 | 29417 | 32056 | 44915 | 29260 | 39615 | 54010 | 46698 | 27015 | 32793 | 76.0307 | 43.0073 | 46.8655 | 65.6652 | 42.7778 | 57.9167 | 78.962 | 68.2719 | 39.4956 | 47.943
372 | Special Materials Storage Facility | 11660 |  |  | SMALL | [12 empty] | 418240 | 393600 | 378240 | 444160 | 433600 | 381920 | 426880 | 452320 | 459200 | 405440 | 35.8696 | 33.7564 | 32.4391 | 38.0926 | 37.187 | 32.7547 | 36.6106 | 38.7925 | 39.3825 | 34.7719
140 | Illinois Simulator Lab, Beckman Inst. | 16520 |  |  | SMALL | [12 empty] | 1261600 | 1109400 | 884800 | 721800 | 740511 | 725534 | 643340 | 683527 | 636379 | 498234 | 76.368 | 67.155 | 53.5593 | 43.6925 | 44.8251 | 43.9185 | 38.9431 | 41.3757 | 38.5217 | 30.1594
367 | 901 W Oregon, Urbana | 6329 |  | 450 | SMALL |  | 177.1502 | 22.7922 | 29682.0634 |  |  | Flat roof, southwest side shading from tree | [5 empty] | 284880 | 281400 | 262920 | 277680 | 250440 | 251280 | 240960 | 243240 | 240120 | 121560 | 45.0119 | 44.462 | 41.5421 | 43.8742 | 39.5702 | 39.703 | 38.0724 | 38.4326 | 37.9396 | 19.2068
1165 | Bee Research Facility | 3948 |  |  | SMALL | [12 empty] | 57600 | 143520 | 142560 | 155840 | 159360 | 172320 | 167360 | 154240 | 136000 | 93440 | 14.5897 | 36.3526 | 36.1094 | 39.4732 | 40.3647 | 43.6474 | 42.3911 | 39.0679 | 34.4478 | 23.6677
336 | Madigan Laboratory, Edward R. | 171007 |  | 700 | SMALL |  | 275.567 | 35.4546 | 46172.0986 |  |  | Angled south facing roof | [5 empty] | 6781000 | 6449000 | 5449000 | 5489000 | 5383000 | 5158000 | 5525094 | 5368953 | 5609132 | 4099834 | 39.6533 | 37.7119 | 31.8642 | 32.0981 | 31.4782 | 30.1625 | 32.3092 | 31.3961 | 32.8006 | 23.9747
850 | Soil Physics Building - USDA | 1800 |  |  | SMALL | [12 empty] | 50320 | 62880 | 79480 | 112120 | 72440 | 70400 | 98400 | 91200 | 57680 | -- | 27.9556 | 34.9333 | 44.1556 | 62.2889 | 40.2444 | 39.1111 | 54.6667 | 50.6667 | 32.0444 | #VALUE!
323 | Public Safety Building | 20729 |  | 200 | SMALL |  | 78.7334 | 10.1299 | 13192.0282 |  |  | South facing angled roof and flat roof portions | [5 empty] | 639680 | 800320 | 745280 | 751360 | 705520 | 663360 | 616960 | 647360 | 654720 | 491520 | 30.8592 | 38.6087 | 35.9535 | 36.2468 | 34.0354 | 32.0015 | 29.7631 | 31.2297 | 31.5847 | 23.7117
1006 | Vet Res Farm-Swine Finishing Bldg | 4191 |  |  | SMALL | [12 empty] | 154642 | 151004 | 151397 | 151479 | 151368 | 151587 | 150808 | 134114 | 130105 | 97288 | 36.8986 | 36.0305 | 36.1243 | 36.1439 | 36.1174 | 36.1696 | 35.9838 | 32.0005 | 31.0439 | 23.2136
934 | Milking Parlor-Lincoln Ave Dairy | 3572 |  |  | SMALL | [12 empty] | 118360 | 103640 | 66400 | 61000 | 93840 | 126280 | 128080 | 124480 | 110160 | 92920 | 33.1355 | 29.0146 | 18.589 | 17.0773 | 26.271 | 35.3527 | 35.8567 | 34.8488 | 30.8399 | 26.0134
369 | International Studies Building | 24473 |  | 200 | SMALL |  | 78.7334 | 10.1299 | 13192.0282 |  |  | 1/2 Angled south facing roof, 1/2 flat roof | [5 empty] | 298126.53 | 320599 | 905108 | 1635208 | 1682308 | 1573408 | 1313508 | 811408 | 749461 | 569622 | 12.1819 | 13.1001 | 36.9839 | 66.8168 | 68.7414 | 64.2916 | 53.6717 | 33.1552 | 30.624 | 23.2755
194 | USDA Nematology Greenhouse | 3787 |  |  | SMALL | [12 empty] | 46160 | 41920 | 27120 | 47440 | 27760 | 14240 | 6640 | 96480 | 114400 | 96320 | 12.1891 | 11.0694 | 7.1613 | 12.5271 | 7.3303 | 3.7602 | 1.7534 | 25.4766 | 30.2086 | 25.4344
300 | Astronomy Building | 19169 |  | 400 | SMALL |  | 157.4668 | 20.2598 | 26384.0564 |  |  | Flat roof and south facing angled roof | [5 empty] | 639300 | 729200 | 683200 | 624300 | 591400 | 564100 | 543900 | 565100 | 573300 | 445900 | 33.3507 | 38.0406 | 35.6409 | 32.5682 | 30.8519 | 29.4277 | 28.3739 | 29.4799 | 29.9077 | 23.2615
825 | Nursery Building-Swine Res Ctr | 5007 |  |  | SMALL | [12 empty] | 107840 | 110320 | 119920 | 137040 | 144880 | 133600 | 142400 | 141200 | 145040 | 116000 | 21.5378 | 22.0332 | 23.9505 | 27.3697 | 28.9355 | 26.6826 | 28.4402 | 28.2005 | 28.9674 | 23.1676
48 | Nuclear Radiation Laboratory | 9413 |  | 450 | SMALL |  | 177.1502 | 22.7922 | 29682.0634 |  |  | Angled south facing roof | [5 empty] | 316230 | 272340 | 274050 | 226606 | 198240 | 302120 | 303400 | 252960 | 271740 | 204920 | 33.595 | 28.9323 | 29.114 | 24.0737 | 21.0602 | 32.096 | 32.232 | 26.8735 | 28.8686 | 21.7699
73 | Agricultural Bioprocess Lab | 24281 |  | 400 | SMALL |  | 157.4668 | 20.2598 | 26384.0564 |  |  | Flat roof | [5 empty] | 670080 | 606080 | 608640 | 613760 | 656320 | 655040 | 661760 | 635200 | 696960 | 609920 | 27.5969 | 24.9611 | 25.0665 | 25.2774 | 27.0302 | 26.9775 | 27.2542 | 26.1604 | 28.7039 | 25.1192
379 | Bielfeldt Athletic Administration B | 40084 |  | 250 | SMALL |  | 98.4168 | 12.6624 | 16490.0352 |  |  | Flat roof on interior of building, shading may be an issue | [5 empty] | 1406000 | 1403800 | 1422200 | 1484400 | 1462400 | 1350600 | 1432200 | 1486000 | 1043800 | 904600 | 35.0763 | 35.0215 | 35.4805 | 37.0322 | 36.4834 | 33.6942 | 35.73 | 37.0721 | 26.0403 | 22.5676
676 | Inst of Aviation Admin Building | 24772 |  |  | SMALL | [12 empty] | 754240 | 706240 | 744491 | 804466 | 780431 | 640291 | 668814 | 631548 | 606633 | 515812 | 30.4473 | 28.5096 | 30.0537 | 32.4748 | 31.5046 | 25.8474 | 26.9988 | 25.4944 | 24.4887 | 20.8224
559 | 111 E Green Street | 27280 |  |  | SMALL | [12 empty] | 527680 | 511200 | 494400 | 530720 | 521120 | 456960 | 370590 | 383755 | 658324 | 631157 | 19.3431 | 18.739 | 18.1232 | 19.4545 | 19.1026 | 16.7507 | 13.5847 | 14.0673 | 24.1321 | 23.1363
281 | Admin Information Technology Building | 32095 |  |  | SMALL | [12 empty] | 901944 | 807580 | 797622 | 840162 | 784492 | 715077 | 717499 | 739688 | 757328 | 507390 | 28.1023 | 25.1622 | 24.8519 | 26.1773 | 24.4428 | 22.28 | 22.3555 | 23.0468 | 23.5964 | 15.809
358 | 1004 S. Fourth St., Police Training Institute | 26856 |  | 450 | SMALL |  | 177.1502 | 22.7922 | 29682.0634 |  |  | Flat roof | [5 empty] | 541320 | 788880 | 801240 | 805080 | 577080 | 574560 | 416880 | 524040 | 628200 | 465360 | 20.1564 | 29.3744 | 29.8347 | 29.9777 | 21.4879 | 21.3941 | 15.5228 | 19.513 | 23.3914 | 17.328
131 | Turner Hall Greenhouses | 67188 |  |  | SMALL | [12 empty] | 2111300 | 2155100 | 2139397 | 1962400 | 1833300 | 1787400 | 1920200 | 1872000 | 1534324.92 | 1304905 | 31.4238 | 32.0757 | 31.842 | 29.2076 | 27.2861 | 26.603 | 28.5795 | 27.8621 | 22.8363 | 19.4217
307 | Biological Control Laboratory | 3762 |  |  | SMALL | [12 empty] | 88360 | 107640 | 104040 | 119920 | 100040 | 107560 | 116200 | 99800 | 85800 | 82920 | 23.4875 | 28.6124 | 27.6555 | 31.8767 | 26.5922 | 28.5912 | 30.8878 | 26.5284 | 22.807 | 22.0415
938 | Milking Parlor-Lincoln Ave Dairy | 3471 |  |  | SMALL | [12 empty] | 107160 | 108160 | 112720 | 101200 | 69760 | 86880 | 91280 | 83938 | 74316 | 31403 | 30.8729 | 31.161 | 32.4748 | 29.1559 | 20.098 | 25.0303 | 26.2979 | 24.1827 | 21.4105 | 9.0472
148 | Coordinated Science Laboratory | 124008 |  |  | SMALL | [12 empty] | 3985560 | 4187280 | 3892200 | 3183000 | 3026040 | 3091680 | 2746800 | 2343215 | 2644178 | 2096346 | 32.1395 | 33.7662 | 31.3867 | 25.6677 | 24.402 | 24.9313 | 22.1502 | 18.8957 | 21.3226 | 16.9049
837 | Pesticide Storage | 1280 |  |  | SMALL | [12 empty] | 20307 | 20092 | 20637 | 23614 | 23938 | 27300 | 25484 | 28678 | 25902 | 17419 | 15.8648 | 15.6969 | 16.1227 | 18.4484 | 18.7016 | 21.3281 | 19.9094 | 22.4047 | 20.2359 | 13.6086
824 | Agronomy South Farms Lab | 6300 |  |  | SMALL | [12 empty] | 125700 | 165190 | 167550 | 151210 | 132300 | 141990 | 124890 | 136320 | 127250 | 106790 | 19.9524 | 26.2206 | 26.5952 | 24.0016 | 21 | 22.5381 | 19.8238 | 21.6381 | 20.1984 | 16.9508
106 | Illini Union Bookstore | 96407 |  | 600 | SMALL |  | 236.2002 | 30.3897 | 39576.0845 |  |  | 3/4 Flat roof, 1/4 south facing angled roof; access to angled roof may be difficult | [5 empty] | 2849800 | 2785100 | 2559120 | 1947820 | 1761000 | 1802200 | 1833360 | 1976120 | 1945200 | 1604379 | 29.5601 | 28.889 | 26.545 | 20.2041 | 18.2663 | 18.6937 | 19.0169 | 20.4977 | 20.177 | 16.6417
95 | Superconductivity Center | 34081 |  | 600 | SMALL |  | 236.2002 | 30.3897 | 39576.0845 |  |  | Flat roof | [5 empty] | 856300 | 799800 | 799400 | 770300 | 744500 | 799800 | 737400 | 691700 | 682831 | 506099 | 25.1254 | 23.4676 | 23.4559 | 22.602 | 21.845 | 23.4676 | 21.6367 | 20.2958 | 20.0355 | 14.8499
196 | Optical Physics and Engineering Building | 11182 |  | 550 | SMALL |  | 216.5169 | 27.8572 | 36278.0775 |  |  | Flat roof, some shading on the south side | [5 empty] | 480528 | 424230 | 351564 | 307968 | 271728 | 328608 | 333888 | 267408 | 221568 | 98352 | 42.9734 | 37.9387 | 31.4402 | 27.5414 | 24.3005 | 29.3872 | 29.8594 | 23.9141 | 19.8147 | 8.7956
1027 | Aeronomy Field Station | 4116 |  |  | SMALL | [12 empty] | 93600 | 95880 | 69000 | 56640 | 64080 | 85800 | 86400 | 80760 | 78600 | 59880 | 22.7405 | 23.2945 | 16.7638 | 13.7609 | 15.5685 | 20.8455 | 20.9913 | 19.621 | 19.0962 | 14.5481
192 | Medical Sciences Building | 114784 |  | 800 | SMALL |  | 314.9337 | 40.5195 | 52768.1127 |  |  | Flat roof | [5 empty] | 2770600 | 2747900 | 2652900 | 2307400 | 2364600 | 2184400 | 2044700 | 2059481 | 2175159 | 1735771 | 24.1375 | 23.9397 | 23.1121 | 20.1021 | 20.6004 | 19.0305 | 17.8135 | 17.9422 | 18.95 | 15.1221
187 | Entomology Laboratory | 3675 |  |  | SMALL | [12 empty] | 72731 | 74955 | 75587 | 73212 | 78352 | 78477 | 77960 | 71101 | 69069 | 63559 | 19.7907 | 20.3959 | 20.5679 | 19.9216 | 21.3203 | 21.3543 | 21.2136 | 19.3472 | 18.7943 | 17.295
242 | Morrill Hall | 170210 |  | 900 | SMALL |  | 354.3004 | 45.5845 | 59364.1268 |  |  | Flat roof | [5 empty] | 3268000 | 3373200 | 3251900 | 3226400 | 3050200 | 2976333 | 3040967 | 3358977 | 3175909.1 | 2359509.4 | 19.1998 | 19.8179 | 19.1052 | 18.9554 | 17.9202 | 17.4862 | 17.866 | 19.7343 | 18.6588 | 13.8623
42 | Transportation Building | 51445 |  | 100 | SMALL |  | 39.3667 | 5.0649 | 6596.0141 |  |  | South facing angled roof | [5 empty] | 997040 | 1062000 | 945160 | 1010800 | 939400 | 1009160 | 928200 | 968520 | 904404 | 641068 | 19.3807 | 20.6434 | 18.3722 | 19.6482 | 18.2603 | 19.6163 | 18.0426 | 18.8263 | 17.58 | 12.4612
233 | Housing Maintenance Shop | 11630 |  |  | SMALL | [12 empty] | 235040 | 226850 | 201870 | 213850 | 203580 | 205270 | 207590 | 191920 | 197920 | 159570 | 20.2098 | 19.5056 | 17.3577 | 18.3878 | 17.5047 | 17.65 | 17.8495 | 16.5021 | 17.0181 | 13.7206
108 | Computing Applications Building | 41970 |  | 700 | SMALL |  | 275.567 | 35.4546 | 46172.0986 |  |  | Flat roof, some shading | [5 empty] | 450472 | 188096 | 704736 | 720096 | 596596 | 575212 | 619252 | 750464 | 703032 | 562064 | 10.7332 | 4.4817 | 16.7914 | 17.1574 | 14.2148 | 13.7053 | 14.7546 | 17.881 | 16.7508 | 13.392
1187 | Demirijian Golf Practice Facility | 11262 |  | 400 | SMALL |  | 157.4668 | 20.2598 | 26384.0564 |  |  | Flat roof; seems like a narrow strip to use though | [5 empty] | 141067 | 130410 | 130100 | 143220 | 149060 | 150570 | 150180 | 210480 | 186800 | 156120 | 12.5259 | 11.5796 | 11.5521 | 12.7171 | 13.2357 | 13.3697 | 13.3351 | 18.6894 | 16.5868 | 13.8625
556 | Fire Sub Station | 11464 |  |  | SMALL | [12 empty] | 186960 | 197376 | 195168 | 228256 | 175104 | 162528 | 168672 | 178944 | 186336 | 148272 | 16.3084 | 17.217 | 17.0244 | 19.9107 | 15.2742 | 14.1773 | 14.7132 | 15.6092 | 16.254 | 12.9337
1032 | Swine Res Ctr-Isolation Bldg | 2096 |  |  | SMALL | [12 empty] | 42900 | 16462 | 15866 | 19494 | 17265 | 14627 | 27559 | 37047 | 33912 | 16549 | 20.4676 | 7.854 | 7.5697 | 9.3006 | 8.2371 | 6.9785 | 13.1484 | 17.6751 | 16.1794 | 7.8955
1048 | Pest Management Laboratory | 3433 |  |  | SMALL | [12 empty] | 49062 | 47236 | 54377 | 60685 | 57833 | 59839 | 55716 | 51581 | 53766 | 48386 | 14.2913 | 13.7594 | 15.8395 | 17.677 | 16.8462 | 17.4305 | 16.2295 | 15.0251 | 15.6615 | 14.0944
1023 | Feed Loading-Lincoln Ave Dairy | 2066 |  |  | SMALL | [12 empty] | 11155 | 10004 | 6861 | 7123 | 33557 | 18183 | 41395 | 20383 | 32250 | 27450 | 5.3993 | 4.8422 | 3.3209 | 3.4477 | 16.2425 | 8.8011 | 20.0363 | 9.8659 | 15.6099 | 13.2865
1130 | Schnabel Lab | 3560 |  |  | SMALL | [12 empty] | -- | -- | -- | -- | 1953 | 6290 | 47960 | 82398 | 54598 | 116145 | #VALUE! | #VALUE! | #VALUE! | #VALUE! | 0.5486 | 1.7669 | 13.4719 | 23.1455 | 15.3365 | 32.625
377 | ACES Library, Info and Alumni Center | 82742 |  | 100 | SMALL |  | 39.3667 | 5.0649 | 6596.0141 |  |  | South facing angled roof | [5 empty] | 1692600 | 1365300 | 1287000 | 1225400 | 1321500 | 1313300 | 1319700 | 1276900 | 1268923 | 727642 | 20.4564 | 16.5007 | 15.5544 | 14.8099 | 15.9713 | 15.8722 | 15.9496 | 15.4323 | 15.3359 | 8.7941
287 | Clinical Skills Learning Center | 17885 |  | 350 | SMALL |  | 137.7835 | 17.7273 | 23086.0493 |  |  | Flat roof | [5 empty] | 3926 | 3967 | 112359 | 197666.7 | 209087.6 | 280782.5 | 272212.7 | 292450.5 | 273994.3 | 175662.8 | 0.21951 | 0.22181 | 6.2823 | 11.0521 | 11.6907 | 15.6993 | 15.2202 | 16.3517 | 15.3198 | 9.8218
4 | Harding Band Building | 27840 |  | 800 | SMALL |  | 314.9337 | 40.5195 | 52768.1127 |  |  | Flat roof | [5 empty] | 524822 | 372016 | 479062 | 552512 | 484912 | 477302 | 430702 | 418222 | 425812 | 354814 | 18.8514 | 13.3626 | 17.2077 | 19.846 | 17.4178 | 17.1445 | 15.4706 | 15.0223 | 15.295 | 12.7448
87 | Clark Hall | 40266 |  |  | SMALL | [12 empty] | 968000 | 928320 | 970560 | 918400 | 868800 | 316240 | 423732.82 | 628781 | 603822 | 452103 | 24.0401 | 23.0547 | 24.1037 | 22.8083 | 21.5765 | 7.8538 | 10.5233 | 15.6157 | 14.9958 | 11.2279
25 | Harker Hall | 33189 |  |  | SMALL | [12 empty] | 610000 | 599600 | 579700 | 616600 | 658800 | 596400 | 558700 | 574100 | 491400 | 394600 | 18.3796 | 18.0662 | 17.4666 | 18.5784 | 19.85 | 17.9698 | 16.8339 | 17.2979 | 14.8061 | 11.8895
1030 | Swine Res Ctr-Headquarters Bldg | 3924 |  |  | SMALL | [12 empty] | 35460 | 36980 | 37770 | 49090 | 52780 | 50560 | 50060 | 58672 | 57235 | 45741 | 9.0367 | 9.4241 | 9.6254 | 12.5102 | 13.4506 | 12.8848 | 12.7574 | 14.9521 | 14.5859 | 11.6567
125 | Mumford House | 4420 |  |  | SMALL | [12 empty] | 1240 | 7000 | 5320 | 2280 | 9520 | 3480 | 83920 | 82960 | 63960 | 31720 | 0.28054 | 1.5837 | 1.2036 | 0.51584 | 2.1538 | 0.78733 | 18.9864 | 18.7692 | 14.4706 | 7.1765
197 | Turner Hall | 180003 |  | 250 | SMALL |  | 98.4168 | 12.6624 | 16490.0352 |  |  | Flat roof; shading looks like a problem | [5 empty] | 3668964 | 3049562 | 2813184 | 2847684 | 2831104 | 2877204 | 2877264 | 2726235 | 2581522 | 1918926 | 20.3828 | 16.9417 | 15.6285 | 15.8202 | 15.7281 | 15.9842 | 15.9845 | 15.1455 | 14.3415 | 10.6605
564 | National Center for Supercomputing Applications | 141708 |  | 800 | SMALL |  | 314.9337 | 40.5195 | 52768.1127 |  |  | South facing angled roof, access may be difficult | [5 empty] | 2207700 | 2366100 | 2258200 | 2183100 | 2076540 | 2039400 | 1892410 | 1978800 | 1991445.33 | 1611836 | 15.5792 | 16.697 | 15.9356 | 15.4056 | 14.6537 | 14.3916 | 13.3543 | 13.9639 | 14.0532 | 11.3743
99 | Undergraduate Library | 95906 |  | 500 | SMALL |  | 196.8335 | 25.3247 | 32980.0705 |  |  | Flat roof, easy access | [5 empty] | 1749000 | 1615000 | 1458800 | 1126400 | 1227000 | 1236600 | 1211600 | 1048500 | 1340165 | 1031944 | 18.2366 | 16.8394 | 15.2107 | 11.7448 | 12.7938 | 12.8939 | 12.6332 | 10.9326 | 13.9737 | 10.76
165 | Animal Sciences Laboratory | 149211 |  | 150 | SMALL |  | 59.0501 | 7.5974 | 9894.0211 |  |  | Flat roof on east side | [5 empty] | 2222600 | 2188300 | 2079200 | 2246800 | 2281200 | 2246700 | 2274000 | 2264100 | 2084570 | 1688446 | 14.8957 | 14.6658 | 13.9346 | 15.0579 | 15.2884 | 15.0572 | 15.2402 | 15.1738 | 13.9706 | 11.3158
11 | Ceramics Kiln House | 15697 |  | 300 | SMALL |  | 118.1001 | 15.1948 | 19788.0423 |  |  | South facing angled roof | [5 empty] | 389500 | 374100 | 364700 | 421100 | 364500 | 361300 | 325600 | 329400 | 214600 | 222500 | 24.8137 | 23.8326 | 23.2337 | 26.8268 | 23.221 | 23.0171 | 20.7428 | 20.9849 | 13.6714 | 14.1747
193 | Swanlund Administration Building | 33805 |  | 400 | SMALL |  | 157.4668 | 20.2598 | 26384.0564 |  |  | Flat roof | [5 empty] | 671464 | 652602 | 587944 | 619944 | 590184 | 550504 | 523304 | 533864 | 458664 | 320798 | 19.8629 | 19.3049 | 17.3922 | 18.3388 | 17.4585 | 16.2847 | 15.4801 | 15.7925 | 13.5679 | 9.4897
375 | South Studio 6 (Graduate Painting Facility) | 5018 |  |  | SMALL | [12 empty] | 60030 | 59970 | 54850 | 66070 | 66300 | 54960 | 55160 | 61744 | 65843 | 69595 | 11.9629 | 11.951 | 10.9306 | 13.1666 | 13.2124 | 10.9526 | 10.9924 | 12.3045 | 13.1214 | 13.8691
523 | 201 W. Curtis Rd., Champaign | 1825 |  |  | SMALL | [12 empty] | 25641 | 30221 | 24849 | 27214 | 24478 | 22195 | 21841 | 22829 | 23224 | 19248 | 14.0499 | 16.5595 | 13.6159 | 14.9118 | 13.4126 | 12.1616 | 11.9677 | 12.509 | 12.7255 | 10.5468
3 | McKinley Helath Center | 84225 |  | 500 | SMALL |  | 196.8335 | 25.3247 | 32980.0705 |  |  | Flat roof | [5 empty] | 1210120 | 1228780 | 1153680 | 1152440 | 1102280 | 1146660 | 1164780 | 1133760 | 1067634 | 792877.98 | 14.3677 | 14.5893 | 13.6976 | 13.6829 | 13.0873 | 13.6142 | 13.8294 | 13.4611 | 12.676 | 9.4138
324 | Grainger Engineering Library | 126838 |  | 400 | SMALL |  | 157.4668 | 20.2598 | 26384.0564 |  |  | Curved, access may be difficult, south angled roof | [5 empty] | 3006600 | 3279500 | 2524100 | 1416700 | 1245300 | 1154400 | 908500 | 968342 | 1604685 | 1190633 | 23.7043 | 25.8558 | 19.9002 | 11.1694 | 9.818 | 9.1014 | 7.1627 | 7.6345 | 12.6515 | 9.387
169 | Burnsides Research Laboratory | 23943 |  |  | SMALL | [12 empty] | 322528 | 337984 | 339128 | 324528 | 328728 | 330728 | 345128 | 290128 | 300928 | 197440 | 13.4707 | 14.1162 | 14.164 | 13.5542 | 13.7296 | 13.8131 | 14.4146 | 12.1174 | 12.5685 | 8.2463
128 | Geological Survey Laboratory | 12938 |  |  | SMALL | [12 empty] | 119440 | 108240 | 124080 | 122000 | 133200 | 136320 | 160080 | 133440 | 160400 | 124240 | 9.2317 | 8.3661 | 9.5904 | 9.4296 | 10.2953 | 10.5364 | 12.3729 | 10.3138 | 12.3976 | 9.6027
1061 | Swine Reseach Center Shop | 4267 |  |  | SMALL | [12 empty] | 12518 | 63800 | 57084 | 60766 | 56530 | 68700 | 73035 | 60896 | 50542 | 35144 | 2.9337 | 14.952 | 13.378 | 14.2409 | 13.2482 | 16.1003 | 17.1162 | 14.2714 | 11.8449 | 8.2362
65 | Illini Hall | 49753 |  | 300 | SMALL |  | 118.1001 | 15.1948 | 19788.0423 |  |  | 2/3 flat roof, 1/3 south facing angled roof | [5 empty] | 1071000 | 1010000 | 953000 | 1007500 | 931000 | 926000 | 777500 | 591500 | 585000 | 469000 | 21.5263 | 20.3003 | 19.1546 | 20.25 | 18.7124 | 18.6119 | 15.6272 | 11.8887 | 11.7581 | 9.4266
34 | Materials Science and Engineering Building | 101803 |  | 900 | SMALL |  | 354.3004 | 45.5845 | 59364.1268 |  |  | 1/3 south facing angled, 2/3 flat, access may be difficult | [5 empty] | 1517264 | 1555792 | 1477864 | 1510664 | 1441164 | 1489164 | 1459264 | 1201164 | 1186279 | 820409 | 14.9039 | 15.2824 | 14.5169 | 14.8391 | 14.1564 | 14.6279 | 14.3342 | 11.7989 | 11.6527 | 8.0588
77 | Plant Services Building Northeast | 6315 |  | 250 | SMALL |  | 98.4168 | 12.6624 | 16490.0352 |  |  | Flat roof | [5 empty] | 74540 | 64920 | 80000 | 95816 | 81936 | 79216 | 71696 | 74056 | 72976 | 64642 | 11.8036 | 10.2803 | 12.6683 | 15.1728 | 12.9748 | 12.5441 | 11.3533 | 11.727 | 11.556 | 10.2363
866 | Swine Finishing - Bldg A | 976 |  |  | SMALL | [12 empty] | 5176 | 4493 | 1781 | 5769 | 6412 | 6500 | 9019 | 11312 | 11101 | 5925 | 5.3033 | 4.6035 | 1.8248 | 5.9109 | 6.5697 | 6.6598 | 9.2408 | 11.5902 | 11.374 | 6.0707
378 | Admissions and Records Building | 32930 |  | 175 | SMALL |  | 68.8917 | 8.8637 | 11543.0247 |  |  | Angled south facing roof | [5 empty] | 452160 | 442080 | 414240 | 446400 | 414720 | 485040 | 425520 | 391680 | 372960 | 263135 | 13.7309 | 13.4248 | 12.5794 | 13.556 | 12.594 | 14.7294 | 12.922 | 11.8943 | 11.3258 | 7.9907
1071 | Early Childhood Development Laboratory | 23182 |  | 450 | SMALL |  | 177.1502 | 22.7922 | 29682.0634 |  |  | South facing angled roof | [5 empty] | 263860 | 271150 | 261610 | 266090 | 277300 | 303900 | 280900 | 252000 | 261200 | 158500 | 11.3821 | 11.6966 | 11.285 | 11.4783 | 11.9619 | 13.1093 | 12.1172 | 10.8705 | 11.2674 | 6.8372
297 | Food Service - FARH Building | 81998 |  | 250 | SMALL | YES | 98.4168 | 12.6624 | 16490.0352 |  |  | Flat roof | [5 empty] | 3613000 | 3250200 | 3199200 | 3141600 | 3038400 | 1798400 | 1187761 | 907789 | 917887 | 300596 | 44.0621 | 39.6376 | 39.0156 | 38.3131 | 37.0546 | 21.9322 | 14.4852 | 11.0709 | 11.194 | 3.6659
195 | 1203 W Nevada, Urbana | 8292 |  |  | SMALL | [12 empty] | 186560 | 183600 | 154840 | 153200 | 159440 | 135440 | 107760 | 79280 | 91760 | 66960 | 22.4988 | 22.1418 | 18.6734 | 18.4756 | 19.2282 | 16.3338 | 12.9957 | 9.561 | 11.0661 | 8.0753
533 | 704 S. Sixth, Champaign | 5592 |  |  | SMALL | [12 empty] | -- | 39700 | 56330 | 56810 | 46430 | 50220 | 58151 | 67364 | 60278 | 16078 | #VALUE! | 7.0994 | 10.0733 | 10.1592 | 8.3029 | 8.9807 | 10.399 | 12.0465 | 10.7793 | 2.8752
277 | Police Training Institute - Tactical | 5773 |  |  | SMALL | [12 empty] | 83280 | 72400 | 54341 | 53200 | 56960 | 54640 | 56560 | 56960 | 61920 | 48640 | 14.4258 | 12.5411 | 9.413 | 9.2153 | 9.8666 | 9.4647 | 9.7973 | 9.8666 | 10.7258 | 8.4254
208 | Atmospheric Sciences Building | 11328 |  | 150 | SMALL |  | 59.0501 | 7.5974 | 9894.0211 |  |  | South facing angled roof | [5 empty] | 266540 | 257030 | 258210 | 243970 | 229850 | 127130 | 130590 | 124730 | 120260 | 104340 | 23.5293 | 22.6898 | 22.794 | 21.5369 | 20.2904 | 11.2226 | 11.5281 | 11.0108 | 10.6162 | 9.2108
159 | Wohlers Hall | 99551 |  |  | SMALL | [12 empty] | 2003900 | 1462650 | 1280130 | 1196970 | 1026590 | 862445 | 1099437 | 1100452 | 1039821 | 804722.67 | 20.1294 | 14.6925 | 12.859 | 12.0237 | 10.3122 | 8.6633 | 11.044 | 11.0542 | 10.4451 | 8.0835
1133 | Christopher Hall | 26173 |  | 100 | SMALL |  | 39.3667 | 5.0649 | 6596.0141 |  |  | South facing angled roof, acess may be difficult | [5 empty] | 309738 | 299508 | 296550 | 285947 | 306296 | 321268 | 302103 | 281430 | 265022 | 209883 | 11.8343 | 11.4434 | 11.3304 | 10.9253 | 11.7027 | 12.2748 | 11.5425 | 10.7527 | 10.1258 | 8.0191
109 | Natural Resources Building | 140587 |  |  | SMALL | [12 empty] | 1727580 | 1725120 | 1548200 | 1557540 | 1573200 | 1476820 | 1407000 | 1326180 | 1418089 | 1161662 | 12.2883 | 12.2708 | 11.0124 | 11.0788 | 11.1902 | 10.5047 | 10.008 | 9.4332 | 10.0869 | 8.2629
815 | Feed Storage Plant | 9574 |  |  | SMALL | [12 empty] | -- | -- | -- | -- | -- | 53620 | 104400 | 97280 | 95140 | 59120 | #VALUE! | #VALUE! | #VALUE! | #VALUE! | #VALUE! | 5.6006 | 10.9045 | 10.1609 | 9.9373 | 6.1751
75 | Children's Research Center | 46806 |  |  | SMALL | [12 empty] | 803772 | 643075 | 578831.44 | 718602 | 624619 | 498831 | 473270 | 475811 | 464650 | 348965 | 17.1724 | 13.7392 | 12.3666 | 15.3528 | 13.3448 | 10.6574 | 10.1113 | 10.1656 | 9.9271 | 7.4556
528 | 631 E. Green, Champaign | 6963 |  |  | SMALL | [12 empty] | -- | 44017 | 67249 | 68953 | 64876 | 67966 | 67213 | 63327 | 68850 | 48436 | #VALUE! | 6.3216 | 9.658 | 9.9028 | 9.3172 | 9.761 | 9.6529 | 9.0948 | 9.888 | 6.9562
530 | Durst Building - 1112 W. University | 5158 |  |  | SMALL | [12 empty] | 47136.4 | 46875 | 45384 | 44191 | 45517 | 44270 | 44671 | 45490 | 50206 | 33184 | 9.1385 | 9.0878 | 8.7988 | 8.5675 | 8.8245 | 8.5828 | 8.6605 | 8.8193 | 9.7336 | 6.4335
806 | Farrowing Building - Swine Res Ctr | 7627 |  |  | SMALL | [12 empty] | 67569 | 23183 | 37630 | 68417 | 65524 | 69959 | 75438 | 73368 | 73446 | 53577 | 8.8592 | 3.0396 | 4.9338 | 8.9704 | 8.5911 | 9.1725 | 9.8909 | 9.6195 | 9.6297 | 7.0246
354 | Japan House | 3224 |  |  | SMALL | [12 empty] | 25410 | 23480 | 26230 | 34820 | 27690 | 27620 | 24550 | 28490 | 31030 | 27730 | 7.8815 | 7.2829 | 8.1359 | 10.8002 | 8.5887 | 8.567 | 7.6148 | 8.8368 | 9.6247 | 8.6011
46 | Henry Administration Building | 160497 |  | 350 | SMALL |  | 137.7835 | 17.7273 | 23086.0493 |  |  | South facing angled roof | [5 empty] | 3293000 | 3113420 | 2634200 | 2410620 | 2064360 | 1717940 | 1602400 | 1411360 | 1517798 | 1341931 | 20.5175 | 19.3986 | 16.4128 | 15.0197 | 12.8623 | 10.7039 | 9.984 | 8.7937 | 9.4569 | 8.3611
188 | Fred Turner Student Services Building | 41265 |  | 600 | SMALL |  | 236.2002 | 30.3897 | 39576.0845 |  |  | Flat roof | [5 empty] | 568733 | 549131 | 449552 | 411231 | 400007 | 430796 | 428488 | 402218 | 388212 | 296636 | 13.7825 | 13.3074 | 10.8943 | 9.9656 | 9.6936 | 10.4397 | 10.3838 | 9.7472 | 9.4078 | 7.1886
64 | Freer Hall | 93890 |  | 500 | SMALL |  | 196.8335 | 25.3247 | 32980.0705 |  |  | 1/3 south facing roof, 2/3 flat roof | [5 empty] | 928740 | 867800 | 815220 | 801800 | 834580 | 803700 | 789820 | 798040 | 873323 | 686127 | 9.8918 | 9.2427 | 8.6827 | 8.5398 | 8.8889 | 8.56 | 8.4122 | 8.4997 | 9.3016 | 7.3078
54 | David Kinley Hall | 80590 |  | 100 | SMALL |  | 39.3667 | 5.0649 | 6596.0141 |  |  | Flat roof on west side | [5 empty] | 1133500 | 983500 | 865700 | 789792 | 1093444.06 | 935500 | 796203 | 730131 | 718240.33 | 507206 | 14.065 | 12.2037 | 10.742 | 9.8001 | 13.568 | 11.6081 | 9.8797 | 9.0598 | 8.9123 | 6.2937
867 | Swine Finishing - Bldg B | 1267 |  |  | SMALL | [12 empty] | 5536 | 4797 | 2123 | 6274 | 9282 | 10444 | 15571 | 14342 | 11007 | 6476 | 4.3694 | 3.7861 | 1.6756 | 4.9519 | 7.326 | 8.2431 | 12.2897 | 11.3197 | 8.6875 | 5.1113
353 | 505 E Green, Champaign | 24721 |  |  | SMALL | [12 empty] | 360524 | 305481 | 281383 | 273341 | 266879 | 266023 | 346632 | 274386 | 213729 | 210218 | 14.5837 | 12.3571 | 11.3823 | 11.057 | 10.7956 | 10.761 | 14.0218 | 11.0993 | 8.6456 | 8.5036
249 | Orchard Downs Community Building | 3071 |  |  | SMALL | [12 empty] | 24384 | 19279 | 18836 | 22696 | 25637 | 27806 | 26905 | 24545 | 26396 | 23979 | 7.9401 | 6.2778 | 6.1335 | 7.3904 | 8.3481 | 9.0544 | 8.761 | 7.9925 | 8.5952 | 7.8082
1 | Davenport Hall | 110943 |  | 450 | SMALL |  | 177.1502 | 22.7922 | 29682.0634 |  |  | 1/3 south facing roof, 2/3 flat roof; doesn't seem solar friendly, lots of shading and things on the roof | [5 empty] | 1996240 | 1911670 | 1780740 | 1828940 | 1709840 | 1746340 | 1504340 | 1515792.91 | 944857 | 1033610 | 17.9934 | 17.2311 | 16.0509 | 16.4854 | 15.4119 | 15.7409 | 13.5596 | 13.6628 | 8.5166 | 9.3166
100 | President's House | 18229 |  |  | SMALL | [12 empty] | 187227 | 175669 | 165854 | 173422 | 186939 | 172547 | 171091 | 157567 | 152872 | 109024 | 10.2708 | 9.6368 | 9.0984 | 9.5135 | 10.255 | 9.4655 | 9.3856 | 8.6438 | 8.3862 | 5.9808
15 | Engineering Hall | 93189 |  | 300 | SMALL |  | 118.1001 | 15.1948 | 19788.0423 |  |  | Roof access may be difficult but Highly Visible - looks good for campus | [5 empty] | 1248140 | 1060040 | 1061460 | 1075780 | 1040280 | 885820 | 805840 | 790080 | 776720 | 586791 | 13.3936 | 11.3752 | 11.3904 | 11.5441 | 11.1631 | 9.5056 | 8.6474 | 8.4783 | 8.3349 | 6.2968
373 | Spurlock Museum | 53922 |  | 750 | SMALL |  | 295.2503 | 37.9871 | 49470.1057 |  |  | 2/3 flat roof, 1/3 angled south facing roof | [5 empty] | 668500 | 697000 | 713500 | 724000 | 628500 | 541000 | 506500 | 466500 | 449000 | 302797 | 12.3975 | 12.9261 | 13.2321 | 13.4268 | 11.6557 | 10.033 | 9.3932 | 8.6514 | 8.3268 | 5.6155
90 | Noble Hall | 34098 |  | 500 | SMALL |  | 196.8335 | 25.3247 | 32980.0705 |  |  | Flat roof | [5 empty] | 174080 | 187840 | 113960 | 121240 | 122920 | 147040 | 136680 | 127320 | 283360 | 257280 | 5.1053 | 5.5088 | 3.3421 | 3.5556 | 3.6049 | 4.3123 | 4.0084 | 3.7339 | 8.3102 | 7.5453
970 | Agriculture Engineering Research #1 | 1575 |  |  | SMALL | [12 empty] | 2581 | 1647 | 2439 | 4450 | 6394 | 3329 | 3417 | 9393 | 13011 | 2066 | 1.6387 | 1.0457 | 1.5486 | 2.8254 | 4.0597 | 2.1137 | 2.1695 | 5.9638 | 8.261 | 1.3117
1009 | Vet Res Farm-Swine Gestation Unit | 2754 |  |  | SMALL | [12 empty] | 26504 | 21837 | 24247 | 24875 | 26083 | 26350 | 23021 | 11170 | 22369 | 4845 | 9.6238 | 7.9292 | 8.8043 | 9.0323 | 9.471 | 9.5679 | 8.3591 | 4.0559 | 8.1224 | 1.7593
28 | Aeronautical Laboratory A | 10443 |  | 200 | SMALL |  | 78.7334 | 10.1299 | 13192.0282 |  |  | Southeast facing roof, angled | [5 empty] | 66720 | 50680 | 63920 | 73440 | 78800 | 93600 | 82000 | 81760 | 82880 | 79840 | 6.389 | 4.853 | 6.1208 | 7.0325 | 7.5457 | 8.9629 | 7.8521 | 7.8292 | 7.9364 | 7.6453
507 | 1819 S. Neil St, Champaign | 31900 |  |  | SMALL | [12 empty] | 73559 | 64073 | 55842 | 55715 | 249517 | 281707 | 265063 | 252021 | 252771 | 183322 | 2.3059 | 2.0086 | 1.7505 | 1.7466 | 7.8218 | 8.8309 | 8.3092 | 7.9003 | 7.9239 | 5.7468
290 | FSI - Fire Station | 7042 |  |  | SMALL | [12 empty] | 53244 | 52331 | 46149 | 53424 | 54023 | 49213 | 53981 | 59246 | 55600 | 41149 | 7.5609 | 7.4313 | 6.5534 | 7.5865 | 7.6715 | 6.9885 | 7.6656 | 8.4132 | 7.8955 | 5.8434
130 | Coble Hall | 27738 |  |  | SMALL | [12 empty] | 334880 | 307520 | 289920 | 312160 | 257920 | 242720 | 241760 | 231040 | 216000 | 180000 | 12.073 | 11.0866 | 10.4521 | 11.2539 | 9.2984 | 8.7505 | 8.7158 | 8.3294 | 7.7872 | 6.4893
842 | Agronomy Seed House | 13216 |  | 300 | SMALL |  | 118.1001 | 15.1948 | 19788.0423 |  |  | Flat roof; building looks old | [5 empty] | 104440 | 93360 | 74400 | 73160 | 115440 | 174880 | 127440 | 108480 | 102640 | 75880 | 7.9025 | 7.0642 | 5.6295 | 5.5357 | 8.7349 | 13.2324 | 9.6429 | 8.2082 | 7.7663 | 5.7415
842 | Agronomy Seed House | 13216 |  |  | SMALL | [12 empty] | 104440 | 93360 | 74400 | 73160 | 115440 | 174880 | 127440 | 108480 | 102640 | 75880 | 7.9025 | 7.0642 | 5.6295 | 5.5357 | 8.7349 | 13.2324 | 9.6429 | 8.2082 | 7.7663 | 5.7415
268 | Dance Studio | 7592 |  |  | SMALL | [12 empty] | 52224 | 49708 | 53643 | 53842 | 59736 | 64868 | 54960 | 54940 | 58603 | 49031 | 6.8788 | 6.5474 | 7.0657 | 7.0919 | 7.8683 | 8.5443 | 7.2392 | 7.2366 | 7.719 | 6.4582
31 | Dynamics Testing Laboratory | 5863 |  |  | SMALL | [12 empty] | 55840 | 68160 | 56960 | 54880 | 62000 | 64640 | 65360 | 66000 | 44880 | 37760 | 9.5241 | 11.6254 | 9.7152 | 9.3604 | 10.5748 | 11.0251 | 11.1479 | 11.257 | 7.6548 | 6.4404
170 | Central Receiving Building | 40890 |  | 200 | SMALL |  | 78.7334 | 10.1299 | 13192.0282 |  |  | Flat roof | [5 empty] | 569952 | 614120 | 540376 | 498432 | 459204 | 373718 | 353598 | 368015 | 312674 | 206192 | 13.9387 | 15.0188 | 13.2154 | 12.1896 | 11.2302 | 9.1396 | 8.6475 | 9.0001 | 7.6467 | 5.0426
74 | Inst. Gov. and Public Affairs Building | 13526 |  | 100 | SMALL |  | 39.3667 | 5.0649 | 6596.0141 |  |  | 1/2 flat roof, 1/2 angled south facing. Looks like shingled roof for the angle so might not be good | [5 empty] | 223000 | 205100 | 186200 | 171500 | 164000 | 153600 | 146000 | 118900 | 103300 | 80500 | 16.4868 | 15.1634 | 13.7661 | 12.6793 | 12.1248 | 11.3559 | 10.794 | 8.7905 | 7.6371 | 5.9515
295 | Trelease Hall - FARH - Women's Building | 116480 |  | 750 | SMALL | YES | 295.2503 | 37.9871 | 49470.1057 |  |  | Flat roof | [5 empty] | -- | -- | -- | -- | -- | 379040 | 917605 | 900554 | 888410 | 642359 | #VALUE! | #VALUE! | #VALUE! | #VALUE! | #VALUE! | 3.2541 | 7.8778 | 7.7314 | 7.6271 | 5.5148
243 | 508 S. Sixth Street | 7613 |  | 350 | SMALL |  | 137.7835 | 17.7273 | 23086.0493 |  |  | Flat roof, small building w/ no name on numeric listing | [5 empty] | 97920 | 57360 | 73760 | 89360 | 97520 | 65040 | 67200 | 62240 | 57680 | 41120 | 12.8622 | 7.5345 | 9.6887 | 11.7378 | 12.8097 | 8.5433 | 8.827 | 8.1755 | 7.5765 | 5.4013
568 | 1206 W. Nevada | 2119 |  |  | SMALL | [12 empty] | 15208 | 12008 | 11343 | 15053 | 16834 | 17019 | 15471 | 15694 | 16049 | 12246 | 7.177 | 5.6668 | 5.353 | 7.1038 | 7.9443 | 8.0316 | 7.3011 | 7.4063 | 7.5739 | 5.7791
296 | Oglesby Hall - FARH - Men's Building | 115812 |  | 750 | SMALL | YES | 295.2503 | 37.9871 | 49470.1057 |  |  | Flat roof | [5 empty] | -- | -- | -- | -- | -- | 793760 | 865777 | 871857 | 869990 | 628472 | #VALUE! | #VALUE! | #VALUE! | #VALUE! | #VALUE! | 6.8539 | 7.4757 | 7.5282 | 7.5121 | 5.4267
272 | Wardall Hall - ISRH Building | 112616 |  | 600 | SMALL |  | 236.2002 | 30.3897 | 39576.0845 |  |  | Flat roof | [5 empty] | -- | -- | -- | -- | -- | 573520 | 865718 | 826760 | 837513.78 | 628945 | #VALUE! | #VALUE! | #VALUE! | #VALUE! | #VALUE! | 5.0927 | 7.6873 | 7.3414 | 7.4369 | 5.5849
1145 | Asian American House | 6932 |  | 100 | SMALL |  | 39.3667 | 5.0649 | 6596.0141 |  |  | South facing angled roof | [5 empty] | 68880 | 71760 | 74040 | 63480 | 57240 | 58560 | 67200 | 66360 | 50760 | 42360 | 9.9365 | 10.352 | 10.6809 | 9.1575 | 8.2574 | 8.4478 | 9.6942 | 9.573 | 7.3226 | 6.1108
218 | School of Labor & Employment Relations | 25258 |  | 350 | SMALL |  | 137.7835 | 17.7273 | 23086.0493 |  |  | Flat roof | [5 empty] | 269600 | 259025 | 246300 | 236800 | 215600 | 215300 | 194200 | 179900 | 184700 | 123375 | 10.6738 | 10.2552 | 9.7514 | 9.3752 | 8.5359 | 8.524 | 7.6887 | 7.1225 | 7.3125 | 4.8846
270 | Waste Transfer & Material Recovery Facility | 17945 |  |  | SMALL | [12 empty] | 135040 | 142720 | 142720 | 147520 | 140800 | 147520 | 144000 | 141760 | 130240 | 98560 | 7.5252 | 7.9532 | 7.9532 | 8.2207 | 7.8462 | 8.2207 | 8.0245 | 7.8997 | 7.2577 | 5.4923
1083 | Technology Plaza | 17942 |  |  | SMALL | [12 empty] | 347847 | 251678 | 285626 | 271824 | 61988 | 81636 | 123767 | 134053 | 128551 | 87721 | 19.3873 | 14.0273 | 15.9194 | 15.1502 | 3.4549 | 4.55 | 6.8982 | 7.4715 | 7.1648 | 4.8891
244 | Volatile Storage Building | 1794 |  |  | SMALL | [12 empty] | 9887 | 10160 | 6660 | 9495 | 11808 | 11813 | 15542 | 13803 | 12815 | 13120 | 5.5111 | 5.6633 | 3.7124 | 5.2926 | 6.5819 | 6.5847 | 8.6633 | 7.694 | 7.1433 | 7.3133
853 | USDA Growth Chamber Building | 5158 |  |  | SMALL | [12 empty] | 30120 | 31320 | 34080 | 31080 | 33600 | 38760 | 43440 | 41400 | 36600 | 29880 | 5.8395 | 6.0721 | 6.6072 | 6.0256 | 6.5142 | 7.5145 | 8.4219 | 8.0264 | 7.0958 | 5.7929
7 | Foellinger Auditorium | 51765 |  | 500 | SMALL |  | 196.8335 | 25.3247 | 32980.0705 |  |  | Flat roof on south and north sides |  | that roof is good |  | that is in good shape - high visibility |  | 528700 | 439400 | 450500 | 386900 | 324200 | 322000 | 346900 | 368900 | 362400 | 204253 | 10.2135 | 8.4884 | 8.7028 | 7.4742 | 6.2629 | 6.2204 | 6.7014 | 7.1264 | 7.0009 | 3.9458
94 | Alice Campbell Alumni Center | 68859 |  | 800 | SMALL |  | 314.9337 | 40.5195 | 52768.1127 |  |  | 1/2 Angled south facing roof, 1/2 flat roof | [5 empty] | 712770 | 739100 | 741600 | 692400 | 584800 | 518100 | 526600 | 511400 | 479100 | 332700 | 10.3512 | 10.7335 | 10.7698 | 10.0553 | 8.4927 | 7.5241 | 7.6475 | 7.4268 | 6.9577 | 4.8316
143 | 608 S Mathews, Urbana | 6765 |  |  | SMALL | [12 empty] | 35525 | 29119 | 33796 | 40848 | 40604 | 43150 | 46919 | 52560 | 46351 | 34353 | 5.2513 | 4.3044 | 4.9957 | 6.0381 | 6.0021 | 6.3784 | 6.9356 | 7.7694 | 6.8516 | 5.078
103 | Babcock Hall | 53309 |  | 900 | SMALL | YES | 354.3004 | 45.5845 | 59364.1268 |  |  | Flat roof | [5 empty] | -- | -- | -- | -- | -- | 12800 | 293252.04 | 275424 | 362598.71 | 270627.68 | #VALUE! | #VALUE! | #VALUE! | #VALUE! | #VALUE! | 0.24011 | 5.501 | 5.1666 | 6.8018 | 5.0766
1007 | Vet Res Farm-Swine Farrowing & Nursy | 2135 |  |  | SMALL | [12 empty] | 34538 | 23452 | 23139 | 22348 | 25140 | 26953 | 27849 | 16963 | 14477 | 8717 | 16.177 | 10.9845 | 10.8379 | 10.4674 | 11.7752 | 12.6244 | 13.044 | 7.9452 | 6.7808 | 4.0829
117 | Nuclear Engineering Laboratory | 17861 |  | 300 | SMALL |  | 118.1001 | 15.1948 | 19788.0423 |  |  | Flat roof | [5 empty] | 303600 | 236160 | 195360 | 160560 | 138720 | 122640 | 108240 | 101760 | 120480 | 100080 | 16.9979 | 13.2221 | 10.9378 | 8.9894 | 7.7666 | 6.8664 | 6.0601 | 5.6973 | 6.7454 | 5.6033
991 | Soybean Research - Agronomy Farm | 9481 |  |  | SMALL | [12 empty] | 114280 | 94480 | 112410 | 76900 | 98420 | 88400 | 50730 | 50770 | 62670 | 63160 | 12.0536 | 9.9652 | 11.8563 | 8.111 | 10.3808 | 9.3239 | 5.3507 | 5.3549 | 6.6101 | 6.6617
381 | Irwin Academic Service Center | 25239 |  |  | SMALL | [12 empty] | -- | -- | -- | -- | -- | 138480 | 174800 | 163440 | 166320 | 123040 | #VALUE! | #VALUE! | #VALUE! | #VALUE! | #VALUE! | 5.4867 | 6.9258 | 6.4757 | 6.5898 | 4.875
27 | Lincoln Hall | 175836 |  | 450 | SMALL |  | 177.1502 | 22.7922 | 29682.0634 |  |  | South facing angled roof | [5 empty] | 1122600 | 905000 | 178800 | 391585 | 994754 | 1437952 | 1308613 | 1195398 | 1140512 | 803331 | 6.3844 | 5.1468 | 1.0169 | 2.227 | 5.6573 | 8.1778 | 7.4422 | 6.7984 | 6.4862 | 4.5686
1010 | Vet Res Farm-Service Building | 3100 |  |  | SMALL | [12 empty] | 39740 | 31300 | 29350 | 33640 | 32560 | 31940 | 21610 | 17580 | 19200 | 18920 | 12.8194 | 10.0968 | 9.4677 | 10.8516 | 10.5032 | 10.3032 | 6.971 | 5.671 | 6.1935 | 6.1032
663 | Hangar #2 | 12732 |  |  | SMALL | [12 empty] | 83935 | 69375 | 98800 | 84840 | 78388 | 84299 | 85174 | 70858 | 74942 | 55162 | 6.5924 | 5.4489 | 7.76 | 6.6635 | 6.1568 | 6.621 | 6.6898 | 5.5653 | 5.8861 | 4.3325
126 | Levis Faculty Center | 35912 |  | 750 | SMALL |  | 295.2503 | 37.9871 | 49470.1057 |  |  | Flat roof | [5 empty] | 705840 | 622400 | 560770 | 466740 | 499140 | 407340 | 340740 | 240240 | 209640 | 151360 | 19.6547 | 17.3313 | 15.6151 | 12.9968 | 13.899 | 11.3427 | 9.4882 | 6.6897 | 5.8376 | 4.2147
60 | Smith Memorial Hall | 76307 |  | 600 | SMALL |  | 236.2002 | 30.3897 | 39576.0845 |  |  | 1/3 flat roof, 2/3 south facing angled roof |  | slipery deck |  |  | concrete in some parts and some are plywood | 575600 | 503000 | 456600 | 574600 | 517400 | 509400 | 546600 | 451200 | 443702 | 316885 | 7.5432 | 6.5918 | 5.9837 | 7.5301 | 6.7805 | 6.6757 | 7.1632 | 5.913 | 5.8147 | 4.1528
26 | Altgeld Hall | 79721 |  | 350 | SMALL |  | 137.7835 | 17.7273 | 23086.0493 |  |  | Angled south facing roof; access may be difficult | [5 empty] | 622500 | 593200 | 508595 | 553413 | 484102 | 480720 | 456131 | 443183 | 453409 | 348597 | 7.8085 | 7.441 | 6.3797 | 6.9419 | 6.0725 | 6.03 | 5.7216 | 5.5592 | 5.6874 | 4.3727
258 | 909 W Nevada, Urbana | 2980 |  |  | SMALL | [12 empty] | 6122 | 4451 | 4846 | 5965 | 5915 | 6387 | 5763 | 8102 | 16633 | 13381 | 2.0544 | 1.4936 | 1.6262 | 2.0017 | 1.9849 | 2.1433 | 1.9339 | 2.7188 | 5.5815 | 4.4903
285 | 912 W Illinois, Urbana | 5059 |  |  | SMALL | [12 empty] | 42167 | 37958 | 34780 | 32984 | 28242 | 31234 | 29718 | 29537 | 28138 | 21398 | 8.335 | 7.5031 | 6.8749 | 6.5199 | 5.5825 | 6.1739 | 5.8743 | 5.8385 | 5.562 | 4.2297
43 | Gregory Hall | 110044 |  | 150 | SMALL |  | 59.0501 | 7.5974 | 9894.0211 |  |  | South facing angled roof; lots of obstructions in the way | [5 empty] | 895500 | 723700 | 750600 | 837340 | 856466 | 847212 | 581575 | 578063 | 611382 | 437532 | 8.1377 | 6.5765 | 6.8209 | 7.6091 | 7.7829 | 7.6988 | 5.2849 | 5.253 | 5.5558 | 3.976
33 | Observatory | 12528 |  | 450 | SMALL |  | 177.1502 | 22.7922 | 29682.0634 |  |  | Flat roof, seems easy to acess | [5 empty] | 76000 | 80960 | 67840 | 84640 | 85440 | 102240 | 84960 | 71200 | 69120 | 74080 | 6.0664 | 6.4623 | 5.4151 | 6.7561 | 6.8199 | 8.1609 | 6.7816 | 5.6833 | 5.5172 | 5.9132
91 | Van Doren Hall | 37529 |  | 500 | SMALL |  | 196.8335 | 25.3247 | 32980.0705 |  |  | Flat roof | [5 empty] | 412100 | 402160 | 375120 | 362400 | 366000 | 353120 | 220705.65 | 214580 | 205355 | 196208 | 10.9808 | 10.716 | 9.9955 | 9.6565 | 9.7525 | 9.4093 | 5.8809 | 5.7177 | 5.4719 | 5.2282
856 | Dairy Experimental Round Barns | 7896 |  |  | SMALL | [12 empty] | 45400 | 44800 | 34840 | 51640 | 22960 | 35440 | 42800 | 37200 | 42880 | 21120 | 5.7497 | 5.6738 | 4.4124 | 6.54 | 2.9078 | 4.4883 | 5.4205 | 4.7112 | 5.4306 | 2.6748
366 | South Studio 4 (Ceramics Facility) | 4992 |  |  | SMALL | [12 empty] | 56260 | 62180 | 60930 | 67110 | 52570 | 54690 | 46020 | 48735 | 26745 | 16569 | 11.27 | 12.4559 | 12.2055 | 13.4435 | 10.5308 | 10.9555 | 9.2188 | 9.7626 | 5.3576 | 3.3191
157 | 1201 W Nevada, Urbana | 5978 |  |  | SMALL | [12 empty] | 40947 | 39047 | 43610 | 41048 | 32449 | 31088 | 30106 | 32107 | 31978 | 28524 | 6.8496 | 6.5318 | 7.2951 | 6.8665 | 5.4281 | 5.2004 | 5.0361 | 5.3709 | 5.3493 | 4.7715
224 | 1205 W Oregon, Urbana | 5839 |  |  | SMALL | [12 empty] | 38726 | 34951 | 32467 | 29618 | 27368 | 29833 | 30802 | 25482 | 30843 | 26431 | 6.6323 | 5.9858 | 5.5604 | 5.0724 | 4.6871 | 5.1093 | 5.2752 | 4.3641 | 5.2822 | 4.5266
924 | Dairy Herdsman's Cottage-L Ave Dairy | 2720 |  |  | SMALL | [12 empty] | 15932 | 14683 | 12479 | 12558 | 10936 | 15051 | 18543 | 17504 | 14119 | 12370 | 5.8574 | 5.3982 | 4.5879 | 4.6169 | 4.0206 | 5.5335 | 6.8173 | 6.4353 | 5.1908 | 4.5478
50 | Architecture Buildling | 73845 |  | 200 | SMALL |  | 78.7334 | 10.1299 | 13192.0282 |  |  | South facing angled roof | [5 empty] | 521200 | 482000 | 438800 | 462400 | 432800 | 431200 | 429200 | 427200 | 379200 | 281200 | 7.058 | 6.5272 | 5.9422 | 6.2618 | 5.8609 | 5.8393 | 5.8122 | 5.7851 | 5.1351 | 3.808
971 | Structures Physiology Laboratory | 3112 |  |  | SMALL | [12 empty] | 20119 | 10909 | 9536 | 8106 | 12205 | 14179 | 10804 | 15353 | 15970 | 8416 | 6.465 | 3.5055 | 3.0643 | 2.6048 | 3.9219 | 4.5562 | 3.4717 | 4.9335 | 5.1317 | 2.7044
104 | Carr Hall | 53296 |  | 900 | SMALL | YES | 354.3004 | 45.5845 | 59364.1268 |  |  | Flat roof | [5 empty] | -- | -- | -- | -- | -- | 9820 | 267955.96 | 270606 | 269459 | 193123 | #VALUE! | #VALUE! | #VALUE! | #VALUE! | #VALUE! | 0.18425 | 5.0277 | 5.0774 | 5.0559 | 3.6236
55 | Ceramics Building | 54017 |  | 100 | SMALL |  | 39.3667 | 5.0649 | 6596.0141 |  |  | South facing angled roof | [5 empty] | 171772 | 76391 | 72772 | 243538 | 406824 | 403370 | 374531 | 313637 | 270319 | 243197 | 3.18 | 1.4142 | 1.3472 | 4.5085 | 7.5314 | 7.4675 | 6.9336 | 5.8063 | 5.0043 | 4.5022
928 | Shop and Storage Building-LAD | 4981 |  |  | SMALL | [12 empty] | 35116 | 35522 | 31890 | 38060 | 34401 | 37091 | 39422 | 30201 | 24893 | 18550 | 7.05 | 7.1315 | 6.4023 | 7.641 | 6.9064 | 7.4465 | 7.9145 | 6.0632 | 4.9976 | 3.7242
183 | Wood Engineering Laboratory | 10325 |  | 700 | SMALL |  | 275.567 | 35.4546 | 46172.0986 |  |  | Flat roof; might be some shading on the north and east sides from trees | [5 empty] | 55010 | 61420 | 57230 | 73780 | 63500 | 58050 | 49100 | 46400 | 49150 | 64340 | 5.3278 | 5.9487 | 5.5429 | 7.1458 | 6.1501 | 5.6223 | 4.7554 | 4.4939 | 4.7603 | 6.2315
506 | 909 W Oregon, Urbana | 11145 |  |  | SMALL | [12 empty] | 58739 | 64494 | 66801 | 62563 | 51372 | 49426 | 55911 | 61403 | 51214 | 43349 | 5.2704 | 5.7868 | 5.9938 | 5.6135 | 4.6094 | 4.4348 | 5.0167 | 5.5095 | 4.5952 | 3.8895
371 | South Studio 7 (General Arts Building) | 4992 |  |  | SMALL | [12 empty] | 21894 | 17972 | 15797 | 23387 | 25824 | 19961 | 29102 | 25001 | 22835 | 19757 | 4.3858 | 3.6002 | 3.1645 | 4.6849 | 5.1731 | 3.9986 | 5.8297 | 5.0082 | 4.5743 | 3.9577
102 | Saunders Hall | 53319 |  | 900 | SMALL | YES | 354.3004 | 45.5845 | 59364.1268 |  |  | Flat roof | [5 empty] | -- | -- | -- | -- | -- | 13420 | 277177.62 | 266965 | 233280 | 175083 | #VALUE! | #VALUE! | #VALUE! | #VALUE! | #VALUE! | 0.25169 | 5.1985 | 5.0069 | 4.3752 | 3.2837
1131 | 203 w. Curtis Rd | 4000 |  |  | SMALL | [12 empty] | 27111 | 25940 | 22844 | 19364 | 17370 | 17912 | 18019 | 19069 | 17487 | 14152 | 6.7778 | 6.485 | 5.711 | 4.841 | 4.3425 | 4.478 | 4.5047 | 4.7672 | 4.3717 | 3.538
920 | New Calf Barn-Lincoln Ave Dairy | 3733 |  |  | SMALL | [12 empty] | 24120 | 25800 | 21320 | 21600 | 21360 | 19600 | 17720 | 20560 | 15680 | 9200 | 6.4613 | 6.9113 | 5.7112 | 5.7862 | 5.7219 | 5.2505 | 4.7469 | 5.5076 | 4.2004 | 2.4645
881 | Grounds Storage Barn | 6806 |  |  | SMALL | [12 empty] | 34640 | 34289 | 31471 | 31593 | 29584 | 33164 | 38504 | 36937 | 28487 | 19460 | 5.0896 | 5.0381 | 4.624 | 4.6419 | 4.3468 | 4.8728 | 5.6574 | 5.4271 | 4.1856 | 2.8592
311 | Natural History Survey Storage B #3 | 3549 |  |  | SMALL | [12 empty] | 9509 | 12028 | 19024 | 18150 | 16188 | 16205 | 15879 | 17794 | 14825 | 9786 | 2.6793 | 3.3891 | 5.3604 | 5.1141 | 4.5613 | 4.5661 | 4.4742 | 5.0138 | 4.1772 | 2.7574
101 | Blaisdell Hall | 55749 |  | 900 | SMALL | YES | 354.3004 | 45.5845 | 59364.1268 |  |  | Flat roof | [5 empty] | 1901632 | 2392404 | 2327414 | 2305379 | 2097434 | 957610 | 266697.76 | 238101 | 231280.11 | 151506.66 | 34.1106 | 42.9138 | 41.7481 | 41.3528 | 37.6228 | 17.1772 | 4.7839 | 4.2709 | 4.1486 | 2.7177
956 | Northwest Barn-Vet Med-S Race St | 6018 |  |  | SMALL | [12 empty] | 57620 | 45300 | 31970 | 35800 | 42140 | 40080 | 41080 | 44180 | 24170 | 11160 | 9.5746 | 7.5274 | 5.3124 | 5.9488 | 7.0023 | 6.66 | 6.8262 | 7.3413 | 4.0163 | 1.8544
1008 | Vet Res Farm-Dog Small Ruminant Bldg | 5960 |  |  | SMALL | [12 empty] | 43214 | 31495 | 33145 | 31319 | 23105 | 10545 | 12193 | 18818 | 23707 | 21163 | 7.2507 | 5.2844 | 5.5612 | 5.2549 | 3.8767 | 1.7693 | 2.0458 | 3.1574 | 3.9777 | 3.5508
807 | Sow Feeding Building - Swine Res Ctr | 16986 |  |  | SMALL | [12 empty] | 121477 | 118610 | 91810 | 101650 | 76290 | 71260 | 86600 | 88990 | 66700 | 58710 | 7.1516 | 6.9828 | 5.405 | 5.9843 | 4.4913 | 4.1952 | 5.0983 | 5.239 | 3.9268 | 3.4564
283 | Driver Training Facility | 4939 |  |  | SMALL | [12 empty] | 15073 | 14006 | 13455 | 10198 | 17055 | 16794 | 18442 | 18201 | 19209 | 13861 | 3.0518 | 2.8358 | 2.7242 | 2.0648 | 3.4531 | 3.4003 | 3.734 | 3.6852 | 3.8892 | 2.8064
662 | Miscellaneous Buildings | 6717 |  |  | SMALL | [12 empty] | -- | -- | -- | -- | -- | -- | -- | 2214 | 24893 | 19368 | #VALUE! | #VALUE! | #VALUE! | #VALUE! | #VALUE! | #VALUE! | #VALUE! | 0.32961 | 3.706 | 2.8834
347 | Motorcycle Safety Office | 3823 |  |  | SMALL | [12 empty] | 16099 | 15099 | 17018 | 23804 | 22263 | 26488 | 21705 | 15447 | 14072 | 12663 | 4.2111 | 3.9495 | 4.4515 | 6.2265 | 5.8234 | 6.9286 | 5.6775 | 4.0405 | 3.6809 | 3.3123
1148 | South Farms Sheep Barn | 3419 |  |  | SMALL | [12 empty] | 0 | 0 | 0 | 3000 | 10120 | 9400 | 14080 | 13360 | 12400 | 10440 | 0 | 0 | 0 | 0.87745 | 2.9599 | 2.7493 | 4.1182 | 3.9076 | 3.6268 | 3.0535
832 | Animal Sci Ruminant Metabolism Unit | 6120 |  |  | SMALL | [12 empty] | 38520 | 35520 | 37120 | 30560 | 29280 | 36539 | 38215 | 33680 | 21772 | 16665 | 6.2941 | 5.8039 | 6.0654 | 4.9935 | 4.7843 | 5.9704 | 6.2443 | 5.5033 | 3.5575 | 2.723
21 | Kenney Gymnasium | 49507 |  |  | SMALL | [12 empty] | 270084 | 197187 | 176364 | 164404 | 170004 | 188724 | 203004 | 165084 | 172284 | 139770 | 5.4555 | 3.983 | 3.5624 | 3.3208 | 3.4339 | 3.8121 | 4.1005 | 3.3346 | 3.48 | 2.8232
828 | Animal Sci Shop & Stor-Horse Farm | 9213 |  |  | SMALL | [12 empty] | 38410 | 36530 | 37390 | 37900 | 32220 | 33628 | 40978 | 39508 | 31392.39 | 20647 | 4.1691 | 3.965 | 4.0584 | 4.1138 | 3.4972 | 3.6501 | 4.4478 | 4.2883 | 3.4074 | 2.2411
151 | 1204 W Nevada, Urbana | 4916 |  |  | SMALL | [12 empty] | 31650 | 31886 | 28488 | 27368 | 25288 | 22377 | 22094 | 24034 | 16674 | 15212 | 6.4382 | 6.4862 | 5.795 | 5.5671 | 5.144 | 4.5519 | 4.4943 | 4.8889 | 3.3918 | 3.0944
1031 | Swine Res Ctr-Feed Center | 5680 |  |  | SMALL | [12 empty] | 17040 | 15600 | 17280 | 15920 | 14560 | 15200 | 12720 | 12640 | 19040 | 16480 | 3 | 2.7465 | 3.0423 | 2.8028 | 2.5634 | 2.6761 | 2.2394 | 2.2254 | 3.3521 | 2.9014
150 | 1208 W Springfield, Urbana | 4323 |  |  | SMALL | [12 empty] | 34044 | 29603 | 27677 | 25462 | 22961 | 23390 | 22941 | 17615 | 14416 | 7822 | 7.8751 | 6.8478 | 6.4023 | 5.8899 | 5.3114 | 5.4106 | 5.3067 | 4.0747 | 3.3347 | 1.8094
957 | Supervisor's Residence-Swine Res Ctr | 2016 |  |  | SMALL | [12 empty] | 11449 | 8506 | 13854 | 16367 | 13350 | 7206 | 10983 | 12996 | 6628 | 5598 | 5.6791 | 4.2192 | 6.872 | 8.1186 | 6.622 | 3.5744 | 5.4479 | 6.4464 | 3.2877 | 2.7768
884 | Pollinatarium | 1940 |  |  | SMALL | [12 empty] | 17529 | 3632 | 10686 | 10358 | 10463 | 7931 | 9103 | 9790 | 6304 | 4588 | 9.0356 | 1.8722 | 5.5082 | 5.3392 | 5.3933 | 4.0881 | 4.6923 | 5.0464 | 3.2495 | 2.3649
238 | 1207 W Orgeon, Urbana | 18054 |  | 350 | SMALL |  | 137.7835 | 17.7273 | 23086.0493 |  |  | Flat roof | [5 empty] | 138666 | 100340 | 121088 | 107096 | 103736 | 49836 | 51586 | 54966 | 57596 | 37324 | 7.6806 | 5.5578 | 6.707 | 5.932 | 5.7459 | 2.7604 | 2.8573 | 3.0445 | 3.1902 | 2.0674
167 | Colonel Wolfe School | 16308 |  |  | SMALL | [12 empty] | 69660 | 80275 | 64995 | 73820 | 80220 | 73820 | 62220 | 55900 | 51660 | 40625 | 4.2715 | 4.9224 | 3.9855 | 4.5266 | 4.9191 | 4.5266 | 3.8153 | 3.4278 | 3.1678 | 2.4911
213 | Environ. Health and Safety Building | 6079 |  | 150 | SMALL |  | 59.0501 | 7.5974 | 9894.0211 |  |  | South facing angled roof | [5 empty] | 49708 | 48325 | 35134 | 29153 | 28902 | 23421 | 24435 | 26737 | 19253 | 16066 | 8.177 | 7.9495 | 5.7796 | 4.7957 | 4.7544 | 3.8528 | 4.0196 | 4.3983 | 3.1671 | 2.6429
365 | 907 1/2 W Nevada, Urbana | 4707 |  | 150 | SMALL |  | 59.0501 | 7.5974 | 9894.0211 |  |  | South facing angled roof | [5 empty] | 38670 | 30860 | 29870 | 29350 | 27010 | 26660 | 21620 | 15101 | 14888 | 12117 | 8.2154 | 6.5562 | 6.3459 | 6.2354 | 5.7383 | 5.6639 | 4.5932 | 3.2082 | 3.1629 | 2.5743
885 | Horticulture Field Research Lab | 8960 |  |  | SMALL | [12 empty] | 40672 | 34001 | 33097 | 31475 | 29742 | 30272 | 31247 | 29854 | 27991 | 17702 | 4.5393 | 3.7948 | 3.6939 | 3.5128 | 3.3194 | 3.3786 | 3.4874 | 3.3319 | 3.124 | 1.9757
40 | Stock Pavilion | 43547 |  | 600 | SMALL |  | 236.2002 | 30.3897 | 39576.0845 |  |  | Flat roofs on east and west sides | [5 empty] | 80940 | 105400 | 121400 | 143120 | 125840 | 116880 | 101200 | 108400 | 133200 | 107660 | 1.8587 | 2.4204 | 2.7878 | 3.2866 | 2.8898 | 2.684 | 2.3239 | 2.4893 | 3.0588 | 2.4723
59 | Surveying Building | 15024 |  |  | SMALL | [12 empty] | 64480 | 63440 | 61520 | 66560 | 65840 | 63040 | 40320 | 34400 | 44753.33 | 1207.67 | 4.2918 | 4.2226 | 4.0948 | 4.4302 | 4.3823 | 4.196 | 2.6837 | 2.2897 | 2.9788 | 0.080383
86 | Lundgren Hall | 28873 |  |  | SMALL | [12 empty] | -- | -- | -- | -- | -- | 319940 | 321919.54 | 89790 | 85934 | 78956 | #VALUE! | #VALUE! | #VALUE! | #VALUE! | #VALUE! | 11.0809 | 11.1495 | 3.1098 | 2.9763 | 2.7346
278 | 1210 W Springfield, Urbana | 5822 |  |  | SMALL | [12 empty] | 40890 | 32123 | 30481 | 33400 | 28330 | 23770 | 22115 | 17842 | 17035 | 7795 | 7.0234 | 5.5175 | 5.2355 | 5.7369 | 4.866 | 4.0828 | 3.7985 | 3.0646 | 2.926 | 1.3389
1014 | Beef Cow Facility-Cattle Wkg Shltr | 4368 |  |  | SMALL | [12 empty] | -- | -- | -- | -- | -- | 13832 | 16211 | 12524 | 12760 | 9301 | #VALUE! | #VALUE! | #VALUE! | #VALUE! | #VALUE! | 3.1667 | 3.7113 | 2.8672 | 2.9212 | 2.1293
92 | Taft Hall | 45316 |  | 800 | SMALL |  | 314.9337 | 40.5195 | 52768.1127 |  |  | Flat roof | [5 empty] | -- | -- | -- | -- | -- | 5920 | 132094.35 | 121420 | 130165 | 112432 | #VALUE! | #VALUE! | #VALUE! | #VALUE! | #VALUE! | 0.13064 | 2.915 | 2.6794 | 2.8724 | 2.4811
380 | Bruce D. Nesbitt African American Cultural Center | 6533 |  |  | SMALL | [12 empty] | 245653 | 75337 | 68683 | 70162 | 69325 | 68129 | 75421 | 25002 | 17720 | 12764 | 37.6019 | 11.5318 | 10.5132 | 10.7396 | 10.6115 | 10.4284 | 11.5446 | 3.827 | 2.7124 | 1.9538
199 | 1001 W Nevada, Urbana | 4559 |  |  | SMALL | [12 empty] | 20547 | 18900 | 18131 | 17636 | 20790 | 19609 | 13529 | 11933 | 12270 | 10322 | 4.5069 | 4.1456 | 3.977 | 3.8684 | 4.5602 | 4.3012 | 2.9675 | 2.6175 | 2.6914 | 2.2641
327 | South Studio 2 (Sculpture Building) | 6409 |  |  | SMALL | [12 empty] | 32009 | 41410 | 26731 | 24756 | 22495 | 21741 | 20627 | 19437 | 17160 | 10360 | 4.9944 | 6.4612 | 4.1709 | 3.8627 | 3.5099 | 3.3923 | 3.2184 | 3.0328 | 2.6775 | 1.6165
88 | Barton Hall | 28255 |  |  | SMALL | [12 empty] | -- | -- | -- | -- | -- | 211500 | 88800.41 | 82072 | 74384 | 61529 | #VALUE! | #VALUE! | #VALUE! | #VALUE! | #VALUE! | 7.4854 | 3.1428 | 2.9047 | 2.6326 | 2.1776
328 | South Studio 1 (Art Studio) | 3296 |  |  | SMALL | [12 empty] | 6878 | 6685 | 7449 | 7385 | 6478 | 6014 | 7807 | 9369 | 8392 | 7077 | 2.0868 | 2.0282 | 2.26 | 2.2406 | 1.9654 | 1.8246 | 2.3686 | 2.8425 | 2.5461 | 2.1471
326 | Agriculture Services Building | 9595 |  | 300 | SMALL |  | 118.1001 | 15.1948 | 19788.0423 |  |  | Angled south facing roof | [5 empty] | 38013 | 39994 | 38048 | 38380 | 39979 | 35057 | 33554 | 25695 | 24118 | 22163 | 3.9618 | 4.1682 | 3.9654 | 4 | 4.1666 | 3.6537 | 3.497 | 2.678 | 2.5136 | 2.3098
370 | South Studio 5 (Graduate Photography) | 4992 |  |  | SMALL | [12 empty] | 22556 | 19080 | 25806 | 16874 | 13371 | 12163 | 10379 | 11375 | 12448 | 15948 | 4.5184 | 3.8221 | 5.1695 | 3.3802 | 2.6785 | 2.4365 | 2.0791 | 2.2786 | 2.4936 | 3.1947
312 | Natural History Survey Storage B #2 | 3346 |  |  | SMALL | [12 empty] | 16159 | 9298 | 14403 | 11620 | 8468 | 9298 | 8547 | 9766 | 8150 | 12314 | 4.8293 | 2.7788 | 4.3045 | 3.4728 | 2.5308 | 2.7788 | 2.5544 | 2.9187 | 2.4357 | 3.6802
831 | Animal Science K40 Facility | 12315 |  |  | SMALL | [12 empty] | 37730 | 38853 | 39736 | 45793 | 43560 | 35921 | 41267 | 41555 | 29783.03 | 15665 | 3.0637 | 3.1549 | 3.2266 | 3.7185 | 3.5371 | 2.9168 | 3.351 | 3.3743 | 2.4184 | 1.272
262 | 510 E Chalmers, Champaign | 2534 |  |  | SMALL | [12 empty] | 36936 | 17421 | 15228 | 14912 | 14083 | 10757 | 6138 | 7390 | 5826 | 1361 | 14.5762 | 6.8749 | 6.0095 | 5.8848 | 5.5576 | 4.2451 | 2.4223 | 2.9163 | 2.2991 | 0.5371
144 | Dalkey Archive Press (PSSB) | 11100 |  |  | SMALL | [12 empty] | 41320 | 35320 | 31880 | 39600 | 38440 | 36320 | 30520 | 30160 | 24920 | 29120 | 3.7225 | 3.182 | 2.8721 | 3.5676 | 3.4631 | 3.2721 | 2.7495 | 2.7171 | 2.245 | 2.6234
1000 | Supervisor's Residence - Beef | 1680 |  |  | SMALL | [12 empty] | 8980 | 8217 | 354 | 7 | 0 | 0 | 0 | 0 | 3642 | 6947 | 5.3452 | 4.8911 | 0.21071 | 0.0041667 | 0 | 0 | 0 | 0 | 2.1679 | 4.1351
306 | Building Research Council Building | 8153 |  |  | SMALL | [12 empty] | 57880 | 47620 | 38550 | 41480 | 36360 | 39880 | 26120 | 29960 | 17400 | 16610 | 7.0992 | 5.8408 | 4.7283 | 5.0877 | 4.4597 | 4.8915 | 3.2037 | 3.6747 | 2.1342 | 2.0373
338 | South Studio 3 (Glass Sculpture Building) | 4183 |  |  | SMALL | [12 empty] | 7120 | 7750 | 7380 | 8880 | 7170 | 7270 | 10260 | 12440 | 8760 | 7190 | 1.7021 | 1.8527 | 1.7643 | 2.1229 | 1.7141 | 1.738 | 2.4528 | 2.9739 | 2.0942 | 1.7189
657 | Airport Operations Garage | 12039 |  |  | SMALL | [12 empty] | 13160 | 13520 | 16253 | 14530 | 19280 | 24440 | 30600 | 19640 | 23720 | 27160 | 1.0931 | 1.123 | 1.35 | 1.2069 | 1.6015 | 2.0301 | 2.5417 | 1.6314 | 1.9703 | 2.256
656 | Snow Removal Equipment Building | 25058 |  |  | SMALL | [12 empty] | 54929 | 42108 | 42779 | 41540 | 42558 | 52893 | 60981 | 58974 | 47186 | 36160 | 2.1921 | 1.6804 | 1.7072 | 1.6578 | 1.6984 | 2.1108 | 2.4336 | 2.3535 | 1.8831 | 1.4431
10 | Chemistry Annex | 53091 |  | 300 | SMALL |  | 118.1001 | 15.1948 | 19788.0423 |  |  | South facing angled roof | [5 empty] | 855440 | 821920 | 808280 | 874117 | 880098 | 932615 | 818438 | 411210 | 98325 | 411546 | 16.1127 | 15.4813 | 15.2244 | 16.4645 | 16.5772 | 17.5663 | 15.4158 | 7.7454 | 1.852 | 7.7517
137 | Student Staff Apts. #2-Green/Goodwin | 62067 |  | 700 | SMALL |  | 275.567 | 35.4546 | 46172.0986 |  |  | Flat roof | [5 empty] | 113171 | 121058 | 126420 | 113340 | 120493 | 106869 | 104699 | 106314 | 111175 | 81223 | 1.8234 | 1.9504 | 2.0368 | 1.8261 | 1.9413 | 1.7218 | 1.6869 | 1.7129 | 1.7912 | 1.3086
309 | Natural History Survey Storage B #4 | 3982 |  |  | SMALL | [12 empty] | 22289 | 16118 | 10032 | 8852 | 6840 | 9591 | 5806 | 5046 | 6666 | 8525 | 5.5974 | 4.0477 | 2.5193 | 2.223 | 1.7177 | 2.4086 | 1.4581 | 1.2672 | 1.674 | 2.1409
886 | Woody Ornamentals Greenhouse | 2976 |  |  | SMALL | [12 empty] | 6642 | 8443 | 5897 | 5424 | 5512 | 6008 | 7762 | 6288 | 4437 | 4733 | 2.2319 | 2.837 | 1.9815 | 1.8226 | 1.8522 | 2.0188 | 2.6082 | 2.1129 | 1.4909 | 1.5904
985 | Grein Farm - Barn | 2564 |  |  | SMALL | [12 empty] | 3768 | 4975 | 3991 | 3768 | 3768 | 3768 | 3768 | 3768 | 3768 | 2826 | 1.4696 | 1.9403 | 1.5566 | 1.4696 | 1.4696 | 1.4696 | 1.4696 | 1.4696 | 1.4696 | 1.1022
1021 | Implement Storage Bldg-LAD | 3520 |  |  | SMALL | [12 empty] | 2271 | 6776 | 6483 | 1802 | 1742 | 4894 | 5065 | 7668 | 5070 | 1054 | 0.64517 | 1.925 | 1.8418 | 0.51193 | 0.49489 | 1.3903 | 1.4389 | 2.1784 | 1.4403 | 0.29943
683 | Sand & Snow Equipment Storage Building | 4550 |  |  | SMALL | [12 empty] | 0 | 0 | 3304 | 3267 | 3663 | 7551 | 10396 | 8124 | 6282 | 4857 | 0 | 0 | 0.72615 | 0.71802 | 0.80505 | 1.6596 | 2.2848 | 1.7855 | 1.3807 | 1.0675
245 | 205 S Goodwin, Urbana | 2207 |  |  | SMALL | [12 empty] | 8633 | 9608 | 7411 | 11334 | 6842 | 4891 | 5889 | 5749 | 2900 | 72 | 3.9116 | 4.3534 | 3.358 | 5.1355 | 3.1001 | 2.2161 | 2.6683 | 2.6049 | 1.314 | 0.032623
215 | 909 S Sixth, Champaign | 4316 |  |  | SMALL | [12 empty] | 59156 | 58342 | 54201 | 33189 | 23255 | 24929 | 29046 | 26103 | 5653 | 910 | 13.7062 | 13.5176 | 12.5582 | 7.6898 | 5.3881 | 5.7759 | 6.7298 | 6.048 | 1.3098 | 0.21084
267 | 408 S Goodwin, Urbana | 8517 |  |  | SMALL | [12 empty] | 56960 | 47360 | 38360 | 36720 | 52840 | 40200 | 34960 | 18640 | 10840 | 2280 | 6.6878 | 5.5606 | 4.5039 | 4.3114 | 6.2041 | 4.72 | 4.1047 | 2.1886 | 1.2727 | 0.2677
1016 | Vegetable Crops Shop & Stor Bldg | 5435 |  |  | SMALL | [12 empty] | 10782 | 11008 | 5931 | 4955 | 4106 | 4112 | 5651 | 6744 | 6612 | 7962 | 1.9838 | 2.0254 | 1.0913 | 0.91168 | 0.75547 | 0.75658 | 1.0397 | 1.2408 | 1.2166 | 1.4649
221 | 805 W Pennsylvania, Urbana | 10964 |  |  | SMALL | [12 empty] | 35388 | 33730 | 28919 | 29948 | 26268 | 26520.62 | 22865.86 | 23908 | 12352 | 34602 | 3.2277 | 3.0764 | 2.6376 | 2.7315 | 2.3958 | 2.4189 | 2.0855 | 2.1806 | 1.1266 | 3.156
1026 | Water Survey Warehouse | 5209 |  |  | SMALL | [12 empty] | 7519 | 7537 | 7357 | 6355 | 6844 | 5910 | 5996 | 6527 | 5859 | 3935 | 1.4435 | 1.4469 | 1.4124 | 1.22 | 1.3139 | 1.1346 | 1.1511 | 1.253 | 1.1248 | 0.75542
173 | 708 S Mathews, Urbana | 8294 |  |  | SMALL | [12 empty] | 54915 | 48443 | 43988 | 45969 | 42212 | 45029 | 40291 | 18911 | 8598 | 16833 | 6.6211 | 5.8407 | 5.3036 | 5.5424 | 5.0895 | 5.4291 | 4.8578 | 2.2801 | 1.0367 | 2.0295
1004 | Cruse Farm Storage Building | 5822 |  |  | SMALL | [12 empty] | 2745 | 2202 | 5768 | 4630 | 7989 | 9001 | 8826 | 9112 | 5923 | 5640 | 0.47149 | 0.37822 | 0.99072 | 0.79526 | 1.3722 | 1.546 | 1.516 | 1.5651 | 1.0173 | 0.96874
962 | Veterinary Res Farm-Poultry Barn | 2100 |  |  | SMALL | [12 empty] | 959 | 317 | 450 | 407 | 340 | 870 | 1291 | 2778 | 2059 | 1802 | 0.45667 | 0.15095 | 0.21429 | 0.19381 | 0.1619 | 0.41429 | 0.61476 | 1.3229 | 0.98048 | 0.8581
89 | Flagg Hall | 46933 |  | 750 | SMALL |  | 295.2503 | 37.9871 | 49470.1057 |  |  | Flat roof | [5 empty] | 173760 | 173760 | 161880 | 155880 | 160920 | 169440 | 164760 | 174120 | 41760 | -- | 3.7023 | 3.7023 | 3.4492 | 3.3213 | 3.4287 | 3.6103 | 3.5105 | 3.71 | 0.88978 | #VALUE!
895 | Moorman Res Farm-Gate House | 900 |  |  | SMALL | [12 empty] | -- | 53 | 787.21 | 726 | 788 | 784 | 785 | 783 | 781 | 610 | #VALUE! | 0.058889 | 0.87468 | 0.80667 | 0.87556 | 0.87111 | 0.87222 | 0.87 | 0.86778 | 0.67778
1011 | Vet Res Farm-Cattle Confinement Fac | 8968 |  |  | SMALL | [12 empty] | 468 | 476 | 468 | 2916 | 667 | 478 | 1874 | 8918 | 5874 | 4672 | 0.052186 | 0.053078 | 0.052186 | 0.32516 | 0.074376 | 0.053301 | 0.20897 | 0.99442 | 0.655 | 0.52096
315 | Shop and Equipment Building | 5333 |  |  | SMALL | [12 empty] | 7310 | 8060 | 11140 | 10090 | 9100 | 5270 | 4540 | 5820 | 3419 | 5126 | 1.3707 | 1.5113 | 2.0889 | 1.892 | 1.7064 | 0.98819 | 0.8513 | 1.0913 | 0.6411 | 0.96119
337 | Paleobotanical Building | 3872 |  |  | SMALL | [12 empty] | 3016.8 | 3512 | 2970 | 3276 | 3168 | 3779 | 3100 | 1833 | 2407 | 1321 | 0.77913 | 0.90702 | 0.76705 | 0.84607 | 0.81818 | 0.97598 | 0.80062 | 0.4734 | 0.62164 | 0.34117
1005 | Vet Res Farm-Dog Housing Unit | 2268 |  |  | SMALL | [12 empty] | 1980 | 1780 | 6200 | 6450 | 2590 | 1380 | 1460 | 1442 | 1394 | 988 | 0.87302 | 0.78483 | 2.7337 | 2.8439 | 1.142 | 0.60847 | 0.64374 | 0.6358 | 0.61464 | 0.43563
329 | Agriculture Services Warehouse | 5102 |  |  | SMALL | [12 empty] | 7182 | 3573 | 2787 | 1744 | 1449 | 1141 | 2983 | 3637 | 2624 | 1781 | 1.4077 | 0.70031 | 0.54626 | 0.34183 | 0.28401 | 0.22364 | 0.58467 | 0.71286 | 0.51431 | 0.34908
681 | Hangar #3 | 41986 |  |  | SMALL | [12 empty] | 25914 | 21521 | 14662 | 17111 | 19227 | 19798 | 20411 | 20326 | 19402 | 9947 | 0.61721 | 0.51258 | 0.34921 | 0.40754 | 0.45794 | 0.47154 | 0.48614 | 0.48411 | 0.46211 | 0.23691
544 | Vermilion River Observatory Garage | 3500 |  |  | SMALL | [12 empty] | 2249 | 1742 | 1649 | 2312 | 2526 | 1928 | 1655 | 1650 | 1603 | 1447 | 0.64257 | 0.49771 | 0.47114 | 0.66057 | 0.72171 | 0.55086 | 0.47286 | 0.47143 | 0.458 | 0.41343
1090 | Hay Storage Building | 7200 |  |  | SMALL | [12 empty] | 448 | 345 | 2896 | 1848 | 5160 | 3589 | 7732 | 8303 | 3070 | 1841 | 0.062222 | 0.047917 | 0.40222 | 0.25667 | 0.71667 | 0.49847 | 1.0739 | 1.1532 | 0.42639 | 0.25569
963 | Veterinary Res Farm-Clinical Res Bar | 5314 |  |  | SMALL | [12 empty] | 6703 | 5756 | 2296 | 2539 | 3431 | 3243 | 3133 | 4431 | 1702 | 1407 | 1.2614 | 1.0832 | 0.43207 | 0.47779 | 0.64565 | 0.61027 | 0.58957 | 0.83384 | 0.32029 | 0.26477
305 | Clay Hydrology Laboratory | 2844 |  |  | SMALL | [12 empty] | 168 | 907 | 256 | 156 | 95 | 80 | 96 | 488 | 847 | 100 | 0.059072 | 0.31892 | 0.090014 | 0.054852 | 0.033404 | 0.028129 | 0.033755 | 0.17159 | 0.29782 | 0.035162
1132 | 513 W. Curtis Rd | 4960 |  |  | SMALL | [12 empty] | 2782 | 3925 | 2491 | 3391 | 1715 | 1060 | 1207 | 1131 | 1075 | 755 | 0.56089 | 0.79133 | 0.50222 | 0.68367 | 0.34577 | 0.21371 | 0.24335 | 0.22802 | 0.21673 | 0.15222
180 | Stu-Staff Air Conditioning Center | 5093 |  | 350 | SMALL |  | 137.7835 | 17.7273 | 23086.0493 |  |  | Flat roof, shading on west side from trees | [5 empty] | 0 | 0 | 0 | 0 | 1000 | 0 | 0 | 0 | 1000 | 0 | 0 | 0 | 0 | 0 | 0.19635 | 0 | 0 | 0 | 0.19635 | 0
330 | Anthropology Storage Building | 4814 |  |  | SMALL | [12 empty] | 1005 | 856 | 1411 | 1518 | 942 | 987 | 1031 | 1118 | 921 | 609 | 0.20877 | 0.17781 | 0.2931 | 0.31533 | 0.19568 | 0.20503 | 0.21417 | 0.23224 | 0.19132 | 0.12651
341 | Vet Med Feed Storage Building | 10100 |  |  | SMALL | [12 empty] | 6921 | 5085 | 1824 | 3124 | 4568 | 2906 | 1284 | 2429 | 1613 | 4937 | 0.68525 | 0.50347 | 0.18059 | 0.30931 | 0.45228 | 0.28772 | 0.12713 | 0.2405 | 0.1597 | 0.48881
935 | Food Science Dry Processing Lab | 4992 |  |  | SMALL | [12 empty] | 1060 | 1830 | 40 | 890 | 740 | 40 | 880 | 810 | 591 | 4755 | 0.21234 | 0.36659 | 0.0080128 | 0.17829 | 0.14824 | 0.0080128 | 0.17628 | 0.16226 | 0.11839 | 0.95252
1037 | Metal Storage Building | 11192 |  |  | SMALL | [12 empty] | 2887 | 1452 | 2108 | 1623 | 1556 | 1437 | 3021 | 4252 | 1185 | 7106 | 0.25795 | 0.12974 | 0.18835 | 0.14501 | 0.13903 | 0.1284 | 0.26992 | 0.37991 | 0.10588 | 0.63492
313 | Natural History Survey Storage B #1 | 3882 |  |  | SMALL | [12 empty] | 40788 | 38409 | 36580 | 40748 | 36412 | 3612 | 754 | 1299 | 238 | 60 | 10.507 | 9.8941 | 9.423 | 10.4967 | 9.3797 | 0.93045 | 0.19423 | 0.33462 | 0.061309 | 0.015456
1001 | Cruse Farm Pump Station | 789 |  |  | SMALL | [12 empty] | 1499 | 1271 | 873.64 | 1007 | 2380 | 3757 | 1369 | 88 | 39 | 0 | 1.8999 | 1.6109 | 1.1073 | 1.2763 | 3.0165 | 4.7617 | 1.7351 | 0.11153 | 0.04943 | 0
235 | 512 E Chalmers, Champaign | 2455 |  |  | SMALL | [12 empty] | 10310 | 9395 | 7268 | 6329 | 5778 | 7315 | 2419 | 1911 | 81 | -- | 4.1996 | 3.8269 | 2.9605 | 2.578 | 2.3536 | 2.9796 | 0.98534 | 0.77841 | 0.032994 | #VALUE!
955 | Southwest Barn-Vet Med-S Race St | 9292 |  |  | SMALL | [12 empty] | 1579 | 1848 | 820 | 1112 | 1058 | 903 | 528 | 1017 | 250 | 112 | 0.16993 | 0.19888 | 0.088248 | 0.11967 | 0.11386 | 0.09718 | 0.056823 | 0.10945 | 0.026905 | 0.012053
912 | Imported Swine Research Laboratory | 20678 |  |  | SMALL | [12 empty] | 310 | 0 | 0 | 0 | 0 | 0 | 0 | 0 | 0 | 0 | 0.014992 | 0 | 0 | 0 | 0 | 0 | 0 | 0 | 0 | 0
134 | Natural History Survey Greenhouse | 10528 |  | 100 | SMALL |  | 39.3667 | 5.0649 | 6596.0141 |  |  | North side of greenhouses, flat roof | [5 empty] | Electrical Energy Use per square foot 2008: 0; Electrical Energy Use per square foot 2009: 0; Electrical Energy Use per square foot 2010: 0; Electrical Energy Use per square foot 2011: 0; Electrical Energy Use per square foot 2012: 0; Electrical Energy Use per square foot 2013: 0; Electrical Energy Use per square foot 2014: 0; Electrical Energy Use per square foot 2015: 0; Electrical Energy Use per square foot 2016: 0; Electrical Energy Use per square foot 2017: 0
941 | Technology Commericialization Bldg | 22569 |  |  | SMALL | [12 empty] | 168300 | 134090 | 58070 | 17640 | 21720 | 0 | 0 | 0 | 0 | 0 | 7.4571 | 5.9413 | 2.573 | 0.7816 | 0.96238 | 0 | 0 | 0 | 0 | 0
652 | Control Tower | 7669 |  |  | SMALL | [12 empty] | 212465 | 201769 | 1884 | -196915 | -220243 | -210447 | -213758 | -205162 | -202036 | -154187 | 27.7044 | 26.3097 | 0.24566 | -25.6768 | -28.7186 | -27.4413 | -27.873 | -26.7521 | -26.3445 | -20.1052
1093 | Aerodynamics Research Laboratory | 6936 |  | 0 | UNKNOWN |  | 0 | 0 | 0 |  |  | Newest Google Map does not have an updated look of this building; roof area TBD | [5 empty] | 95850 | 97160 | 110800 | 119910 | 128653 | 121810 | 95883 | 120413 | 423414 | 303525 | 13.8192 | 14.0081 | 15.9746 | 17.2881 | 18.5486 | 17.562 | 13.824 | 17.3606 | 61.0458 | 43.7608
1494 | Center for Wounded Veterans in Higher Education | 30637 |  | 0 | UNKNOWN |  | 0 | 0 | 0 |  |  | No good satellite picture; will need to be considered/measured later | [5 empty] | -- | -- | -- | -- | -- | -- | -- | 20123.77 | 218374.99 | 150386 | #VALUE! | #VALUE! | #VALUE! | #VALUE! | #VALUE! | #VALUE! | #VALUE! | 0.65685 | 7.1278 | 4.9086
675 | Commercial Airport Terminal Bldg | 79660 |  |  | UNKNOWN | [12 empty] | 2453900 | 2091300 | 2174500 | 2453500 | 2392000 | 2480500 | 2326400 | 2172700 | 1998500 | 1536800 | 30.8047 | 26.2528 | 27.2973 | 30.7996 | 30.0276 | 31.1386 | 29.2041 | 27.2747 | 25.0879 | 19.292
1209 | Engineering Student Project Laboratory | 7336 |  | 0 | UNKNOWN |  | 0 | 0 | 0 |  |  | Newest Google Map does not have an updated look of this building; roof area TBD | [5 empty] | 76351 | 94579 | 75670 | 72300 | 70980 | 71350 | 63740 | 93200 | 88272 | 74552 | 10.4077 | 12.8924 | 10.3149 | 9.8555 | 9.6756 | 9.726 | 8.6887 | 12.7045 | 12.0327 | 10.1625
83 | Forbes Hall | 83219 |  |  | UNKNOWN | [12 empty] | 2838000 | 2869000 | 2569000 | 1311785 | 1452913 | 896535 | 70290 | 560841.5 | 172127 | -- | 34.1028 | 34.4753 | 30.8704 | 15.763 | 17.4589 | 10.7732 | 0.84464 | 6.7393 | 2.0684 | #VALUE!
240 | Orchard Downs Apartments | 291685 |  |  | UNKNOWN | [12 empty] | 305770 | 289351 | 288698 | 287386 | 280903 | 279564 | 277399 | 280107 | 314053 | 302407 | 1.0483 | 0.992 | 0.98976 | 0.98526 | 0.96304 | 0.95844 | 0.95102 | 0.96031 | 1.0767 | 1.0368
227 | Orchard Place Apartments | 84616 |  |  | UNKNOWN | [12 empty] | 92118 | 77987 | 67311 | 70396 | 67826 | 66063 | 63966 | 60225 | 57197 | 46394 | 1.0887 | 0.92166 | 0.79549 | 0.83195 | 0.80157 | 0.78074 | 0.75596 | 0.71174 | 0.67596 | 0.54829
261 | Orchard South Apartments | 163548 |  |  | UNKNOWN | [12 empty] | 179613 | 97902 | 78727 | 89230 | 120444 | 141470 | 154264 | 87151 | 84077 | 63360 | 1.0982 | 0.59861 | 0.48137 | 0.54559 | 0.73644 | 0.86501 | 0.94323 | 0.53288 | 0.51408 | 0.38741
1249 | Wassaja Hall | 0 |  | 0 | UNKNOWN |  | 0 | 0 | 0 |  |  | Need to get new map information to estimate area | [5 empty] | -- | -- | -- | -- | -- | -- | -- | -- | 139821 | 784895 | #VALUE! | #VALUE! | #VALUE! | #VALUE! | #VALUE! | #VALUE! | #VALUE! | #VALUE! | #DIV/0! | #DIV/0!
407 | Irwin Indoor Football Facility | 75931 |  | 6340 | [13 empty] | 1069056 | 1075968 | 857664 | 940608 | 980352 | 1059264 | 1079424 | 990720 | 946560 | 616320 | 14.0793 | 14.1703 | 11.2953 | 12.3877 | 12.9111 | 13.9503 | 14.2159 | 13.0476 | 12.4661 | 8.1168
111 | Busey Hall | 59347 |  | 2400 | [13 empty] | 959965 | 963094 | 954871 | 889261 | 789451 | 782090 | 765671 | 735397 | 718914.72 | 549357 | 16.1755 | 16.2282 | 16.0896 | 14.9841 | 13.3023 | 13.1783 | 12.9016 | 12.3915 | 12.1137 | 9.2567
1073 | Forbes Natural History Building | 65151 |  | 3100 | [13 empty] | 1458000 | 1448500 | 1437100 | 1496600 | 1609540 | 1627180 | 1726000 | 1730900 | 1831000 | 1515100 | 22.3788 | 22.233 | 22.058 | 22.9713 | 24.7048 | 24.9755 | 26.4923 | 26.5675 | 28.1039 | 23.2552
166 | State Farm Center | 315821 | [15 empty] | 4397272 | 4319012 | 4280988 | 4006728 | 4053744 | 4052548 | 3875384 | 4608198 | 3441401 | 2871724 | 13.9233 | 13.6755 | 13.5551 | 12.6867 | 12.8356 | 12.8318 | 12.2708 | 14.5912 | 10.8967 | 9.0929
12 | Noyes Laboratory of Chemistry | 184711 |  | 4230 | [13 empty] | 5674550 | 5613100 | 5452500 | 5657400 | 5402400 | 5417700 | 5193154 | 5205104 | 5198268 | 4145829 | 30.7212 | 30.3886 | 29.5191 | 30.6284 | 29.2479 | 29.3307 | 28.115 | 28.1797 | 28.1427 | 22.4449
929 | "T" Loafing Barn-Lincoln Ave Dairy | 1440 | [15 empty] | Electrical Energy Use per square foot 2008: 0; Electrical Energy Use per square foot 2009: 0; Electrical Energy Use per square foot 2010: 0; Electrical Energy Use per square foot 2011: 0; Electrical Energy Use per square foot 2012: 0; Electrical Energy Use per square foot 2013: 0; Electrical Energy Use per square foot 2014: 0; Electrical Energy Use per square foot 2015: 0; Electrical Energy Use per square foot 2016: 0; Electrical Energy Use per square foot 2017: 0
168 | 1005 W Nevada, Urbana | 9483 | [15 empty] | Electrical Energy Use per square foot 2008: 0; Electrical Energy Use per square foot 2009: 0; Electrical Energy Use per square foot 2010: 0; Electrical Energy Use per square foot 2011: 0; Electrical Energy Use per square foot 2012: 0; Electrical Energy Use per square foot 2013: 0; Electrical Energy Use per square foot 2014: 0; Electrical Energy Use per square foot 2015: 0; Electrical Energy Use per square foot 2016: 0; Electrical Energy Use per square foot 2017: 0
345 | 1009 W Springfield, Urbana | 4800 | [15 empty] | Electrical Energy Use per square foot 2008: 0; Electrical Energy Use per square foot 2009: 0; Electrical Energy Use per square foot 2010: 0; Electrical Energy Use per square foot 2011: 0; Electrical Energy Use per square foot 2012: 0; Electrical Energy Use per square foot 2013: 0; Electrical Energy Use per square foot 2014: 0; Electrical Energy Use per square foot 2015: 0; Electrical Energy Use per square foot 2016: 0; Electrical Energy Use per square foot 2017: 0
1091 | 1011 W University | 1700 | [15 empty] | Electrical Energy Use per square foot 2008: 0; Electrical Energy Use per square foot 2009: 0; Electrical Energy Use per square foot 2010: 0; Electrical Energy Use per square foot 2011: 0; Electrical Energy Use per square foot 2012: 0; Electrical Energy Use per square foot 2013: 0; Electrical Energy Use per square foot 2014: 0; Electrical Energy Use per square foot 2015: 0; Electrical Energy Use per square foot 2016: 0; Electrical Energy Use per square foot 2017: 0
858 | 1101 West St Mary's Road, U | 2219 | [15 empty] | Electrical Energy Use per square foot 2008: 0; Electrical Energy Use per square foot 2009: 0; Electrical Energy Use per square foot 2010: 0; Electrical Energy Use per square foot 2011: 0; Electrical Energy Use per square foot 2012: 0; Electrical Energy Use per square foot 2013: 0; Electrical Energy Use per square foot 2014: 0; Electrical Energy Use per square foot 2015: 0; Electrical Energy Use per square foot 2016: 0; Electrical Energy Use per square foot 2017: 0
504 | 1109 W Main, Urbana | 2507 | [15 empty] | Electrical Energy Use per square foot 2008: 0; Electrical Energy Use per square foot 2009: 0; Electrical Energy Use per square foot 2010: 0; Electrical Energy Use per square foot 2011: 0; Electrical Energy Use per square foot 2012: 0; Electrical Energy Use per square foot 2013: 0; Electrical Energy Use per square foot 2014: 0; Electrical Energy Use per square foot 2015: 0; Electrical Energy Use per square foot 2016: 0; Electrical Energy Use per square foot 2017: 0
524 | 1114 W Clark, Urbana | 3155 | [15 empty] | Electrical Energy Use per square foot 2008: 0; Electrical Energy Use per square foot 2009: 0; Electrical Energy Use per square foot 2010: 0; Electrical Energy Use per square foot 2011: 0; Electrical Energy Use per square foot 2012: 0; Electrical Energy Use per square foot 2013: 0; Electrical Energy Use per square foot 2014: 0; Electrical Energy Use per square foot 2015: 0; Electrical Energy Use per square foot 2016: 0; Electrical Energy Use per square foot 2017: 0
207 | 1203 1/2 W. Nevada, Urbana | 2438 |  | 100 |  |  | 39.3667 | 5.0649 | 6596.0141 |  |  | Angled south facing roof | [5 empty] | Electrical Energy Use per square foot 2008: 0; Electrical Energy Use per square foot 2009: 0; Electrical Energy Use per square foot 2010: 0; Electrical Energy Use per square foot 2011: 0; Electrical Energy Use per square foot 2012: 0; Electrical Energy Use per square foot 2013: 0; Electrical Energy Use per square foot 2014: 0; Electrical Energy Use per square foot 2015: 0; Electrical Energy Use per square foot 2016: 0; Electrical Energy Use per square foot 2017: 0
145 | 1205 1/2 W Nevada, Urbana | 5394 | [15 empty] | Electrical Energy Use per square foot 2008: 0; Electrical Energy Use per square foot 2009: 0; Electrical Energy Use per square foot 2010: 0; Electrical Energy Use per square foot 2011: 0; Electrical Energy Use per square foot 2012: 0; Electrical Energy Use per square foot 2013: 0; Electrical Energy Use per square foot 2014: 0; Electrical Energy Use per square foot 2015: 0; Electrical Energy Use per square foot 2016: 0; Electrical Energy Use per square foot 2017: 0
146 | 1205 W Nevada, Urbana | 4825 | [15 empty] | Electrical Energy Use per square foot 2008: 0; Electrical Energy Use per square foot 2009: 0; Electrical Energy Use per square foot 2010: 0; Electrical Energy Use per square foot 2011: 0; Electrical Energy Use per square foot 2012: 0; Electrical Energy Use per square foot 2013: 0; Electrical Energy Use per square foot 2014: 0; Electrical Energy Use per square foot 2015: 0; Electrical Energy Use per square foot 2016: 0; Electrical Energy Use per square foot 2017: 0
184 | 1208 W Nevada | 3527 | [15 empty] | Electrical Energy Use per square foot 2008: 0; Electrical Energy Use per square foot 2009: 0; Electrical Energy Use per square foot 2010: 0; Electrical Energy Use per square foot 2011: 0; Electrical Energy Use per square foot 2012: 0; Electrical Energy Use per square foot 2013: 0; Electrical Energy Use per square foot 2014: 0; Electrical Energy Use per square foot 2015: 0; Electrical Energy Use per square foot 2016: 0; Electrical Energy Use per square foot 2017: 0
359 | 1400 W Park, Urbana - Clinical Med | 3355 | [15 empty] | Electrical Energy Use per square foot 2008: 0; Electrical Energy Use per square foot 2009: 0; Electrical Energy Use per square foot 2010: 0; Electrical Energy Use per square foot 2011: 0; Electrical Energy Use per square foot 2012: 0; Electrical Energy Use per square foot 2013: 0; Electrical Energy Use per square foot 2014: 0; Electrical Energy Use per square foot 2015: 0; Electrical Energy Use per square foot 2016: 0; Electrical Energy Use per square foot 2017: 0
161 | 1401 S Maryland, Urbana | 5750 | [15 empty] | Electrical Energy Use per square foot 2008: 0; Electrical Energy Use per square foot 2009: 0; Electrical Energy Use per square foot 2010: 0; Electrical Energy Use per square foot 2011: 0; Electrical Energy Use per square foot 2012: 0; Electrical Energy Use per square foot 2013: 0; Electrical Energy Use per square foot 2014: 0; Electrical Energy Use per square foot 2015: 0; Electrical Energy Use per square foot 2016: 0; Electrical Energy Use per square foot 2017: 0
730 | 1801 Carle Drive, Urbana | 1425 | [15 empty] | Electrical Energy Use per square foot 2008: 0; Electrical Energy Use per square foot 2009: 0; Electrical Energy Use per square foot 2010: 0; Electrical Energy Use per square foot 2011: 0; Electrical Energy Use per square foot 2012: 0; Electrical Energy Use per square foot 2013: 0; Electrical Energy Use per square foot 2014: 0; Electrical Energy Use per square foot 2015: 0; Electrical Energy Use per square foot 2016: 0; Electrical Energy Use per square foot 2017: 0
734 | 1805 Carle Drive, Urbana | 1425 | [15 empty] | Electrical Energy Use per square foot 2008: 0; Electrical Energy Use per square foot 2009: 0; Electrical Energy Use per square foot 2010: 0; Electrical Energy Use per square foot 2011: 0; Electrical Energy Use per square foot 2012: 0; Electrical Energy Use per square foot 2013: 0; Electrical Energy Use per square foot 2014: 0; Electrical Energy Use per square foot 2015: 0; Electrical Energy Use per square foot 2016: 0; Electrical Energy Use per square foot 2017: 0
736 | 1807 Carle Drive, Urbana | 1458 | [15 empty] | Electrical Energy Use per square foot 2008: 0; Electrical Energy Use per square foot 2009: 0; Electrical Energy Use per square foot 2010: 0; Electrical Energy Use per square foot 2011: 0; Electrical Energy Use per square foot 2012: 0; Electrical Energy Use per square foot 2013: 0; Electrical Energy Use per square foot 2014: 0; Electrical Energy Use per square foot 2015: 0; Electrical Energy Use per square foot 2016: 0; Electrical Energy Use per square foot 2017: 0
613 | 1808 Woodfield Drive, Savoy | 3452 | [15 empty] | Electrical Energy Use per square foot 2008: 0; Electrical Energy Use per square foot 2009: 0; Electrical Energy Use per square foot 2010: 0; Electrical Energy Use per square foot 2011: 0; Electrical Energy Use per square foot 2012: 0; Electrical Energy Use per square foot 2013: 0; Electrical Energy Use per square foot 2014: 0; Electrical Energy Use per square foot 2015: 0; Electrical Energy Use per square foot 2016: 0; Electrical Energy Use per square foot 2017: 0
737 | 1809 Carle Drive, Urbana | 1702 | [15 empty] | Electrical Energy Use per square foot 2008: 0; Electrical Energy Use per square foot 2009: 0; Electrical Energy Use per square foot 2010: 0; Electrical Energy Use per square foot 2011: 0; Electrical Energy Use per square foot 2012: 0; Electrical Energy Use per square foot 2013: 0; Electrical Energy Use per square foot 2014: 0; Electrical Energy Use per square foot 2015: 0; Electrical Energy Use per square foot 2016: 0; Electrical Energy Use per square foot 2017: 0
738 | 1811 Carle Drive, Urbana | 1458 | [15 empty] | Electrical Energy Use per square foot 2008: 0; Electrical Energy Use per square foot 2009: 0; Electrical Energy Use per square foot 2010: 0; Electrical Energy Use per square foot 2011: 0; Electrical Energy Use per square foot 2012: 0; Electrical Energy Use per square foot 2013: 0; Electrical Energy Use per square foot 2014: 0; Electrical Energy Use per square foot 2015: 0; Electrical Energy Use per square foot 2016: 0; Electrical Energy Use per square foot 2017: 0
1087 | 1902 Fox Drive | 3200 | [15 empty] | Electrical Energy Use per square foot 2008: 0; Electrical Energy Use per square foot 2009: 0; Electrical Energy Use per square foot 2010: 0; Electrical Energy Use per square foot 2011: 0; Electrical Energy Use per square foot 2012: 0; Electrical Energy Use per square foot 2013: 0; Electrical Energy Use per square foot 2014: 0; Electrical Energy Use per square foot 2015: 0; Electrical Energy Use per square foot 2016: 0; Electrical Energy Use per square foot 2017: 0
119 | 203 S Gregory, Urbana | 3488 | [15 empty] | Electrical Energy Use per square foot 2008: 0; Electrical Energy Use per square foot 2009: 0; Electrical Energy Use per square foot 2010: 0; Electrical Energy Use per square foot 2011: 0; Electrical Energy Use per square foot 2012: 0; Electrical Energy Use per square foot 2013: 0; Electrical Energy Use per square foot 2014: 0; Electrical Energy Use per square foot 2015: 0; Electrical Energy Use per square foot 2016: 0; Electrical Energy Use per square foot 2017: 0
531 | 2212 Fox Drive, Champaign | 11333 | [15 empty] | Electrical Energy Use per square foot 2008: 0; Electrical Energy Use per square foot 2009: 0; Electrical Energy Use per square foot 2010: 0; Electrical Energy Use per square foot 2011: 0; Electrical Energy Use per square foot 2012: 0; Electrical Energy Use per square foot 2013: 0; Electrical Energy Use per square foot 2014: 0; Electrical Energy Use per square foot 2015: 0; Electrical Energy Use per square foot 2016: 0; Electrical Energy Use per square foot 2017: 0
541 | 2301 Fox Drive, Champaign | 20121 | [15 empty] | Electrical Energy Use per square foot 2008: 0; Electrical Energy Use per square foot 2009: 0; Electrical Energy Use per square foot 2010: 0; Electrical Energy Use per square foot 2011: 0; Electrical Energy Use per square foot 2012: 0; Electrical Energy Use per square foot 2013: 0; Electrical Energy Use per square foot 2014: 0; Electrical Energy Use per square foot 2015: 0; Electrical Energy Use per square foot 2016: 0; Electrical Energy Use per square foot 2017: 0
509 | 501 S. Sixth, Champaign | 2289 | [15 empty] | Electrical Energy Use per square foot 2008: 0; Electrical Energy Use per square foot 2009: 0; Electrical Energy Use per square foot 2010: 0; Electrical Energy Use per square foot 2011: 0; Electrical Energy Use per square foot 2012: 0; Electrical Energy Use per square foot 2013: 0; Electrical Energy Use per square foot 2014: 0; Electrical Energy Use per square foot 2015: 0; Electrical Energy Use per square foot 2016: 0; Electrical Energy Use per square foot 2017: 0
519 | 502 E John, Champaign | 848 | [15 empty] | Electrical Energy Use per square foot 2008: 0; Electrical Energy Use per square foot 2009: 0; Electrical Energy Use per square foot 2010: 0; Electrical Energy Use per square foot 2011: 0; Electrical Energy Use per square foot 2012: 0; Electrical Energy Use per square foot 2013: 0; Electrical Energy Use per square foot 2014: 0; Electrical Energy Use per square foot 2015: 0; Electrical Energy Use per square foot 2016: 0; Electrical Energy Use per square foot 2017: 0
279 | 51 E Armory, Champaign | 6110 | [15 empty] | Electrical Energy Use per square foot 2008: 0; Electrical Energy Use per square foot 2009: 0; Electrical Energy Use per square foot 2010: 0; Electrical Energy Use per square foot 2011: 0; Electrical Energy Use per square foot 2012: 0; Electrical Energy Use per square foot 2013: 0; Electrical Energy Use per square foot 2014: 0; Electrical Energy Use per square foot 2015: 0; Electrical Energy Use per square foot 2016: 0; Electrical Energy Use per square foot 2017: 0
547 | 510 Devonshire | 20125 | [15 empty] | Electrical Energy Use per square foot 2008: 0; Electrical Energy Use per square foot 2009: 0; Electrical Energy Use per square foot 2010: 0; Electrical Energy Use per square foot 2011: 0; Electrical Energy Use per square foot 2012: 0; Electrical Energy Use per square foot 2013: 0; Electrical Energy Use per square foot 2014: 0; Electrical Energy Use per square foot 2015: 0; Electrical Energy Use per square foot 2016: 0; Electrical Energy Use per square foot 2017: 0
362 | 510 E Daniel, Champaign | 3345 | [15 empty] | Electrical Energy Use per square foot 2008: 0; Electrical Energy Use per square foot 2009: 0; Electrical Energy Use per square foot 2010: 0; Electrical Energy Use per square foot 2011: 0; Electrical Energy Use per square foot 2012: 0; Electrical Energy Use per square foot 2013: 0; Electrical Energy Use per square foot 2014: 0; Electrical Energy Use per square foot 2015: 0; Electrical Energy Use per square foot 2016: 0; Electrical Energy Use per square foot 2017: 0
229 | 55 E Armory, Champaign | 2110 | [15 empty] | Electrical Energy Use per square foot 2008: 0; Electrical Energy Use per square foot 2009: 0; Electrical Energy Use per square foot 2010: 0; Electrical Energy Use per square foot 2011: 0; Electrical Energy Use per square foot 2012: 0; Electrical Energy Use per square foot 2013: 0; Electrical Energy Use per square foot 2014: 0; Electrical Energy Use per square foot 2015: 0; Electrical Energy Use per square foot 2016: 0; Electrical Energy Use per square foot 2017: 0
263 | 57 E Armory, Champaign | 2417 | [15 empty] | Electrical Energy Use per square foot 2008: 0; Electrical Energy Use per square foot 2009: 0; Electrical Energy Use per square foot 2010: 0; Electrical Energy Use per square foot 2011: 0; Electrical Energy Use per square foot 2012: 0; Electrical Energy Use per square foot 2013: 0; Electrical Energy Use per square foot 2014: 0; Electrical Energy Use per square foot 2015: 0; Electrical Energy Use per square foot 2016: 0; Electrical Energy Use per square foot 2017: 0
226 | 59 E Armory, Champaign | 1874 | [15 empty] | Electrical Energy Use per square foot 2008: 0; Electrical Energy Use per square foot 2009: 0; Electrical Energy Use per square foot 2010: 0; Electrical Energy Use per square foot 2011: 0; Electrical Energy Use per square foot 2012: 0; Electrical Energy Use per square foot 2013: 0; Electrical Energy Use per square foot 2014: 0; Electrical Energy Use per square foot 2015: 0; Electrical Energy Use per square foot 2016: 0; Electrical Energy Use per square foot 2017: 0
566 | 709 S. Wright | 1060 | [15 empty] | Electrical Energy Use per square foot 2008: 0; Electrical Energy Use per square foot 2009: 0; Electrical Energy Use per square foot 2010: 0; Electrical Energy Use per square foot 2011: 0; Electrical Energy Use per square foot 2012: 0; Electrical Energy Use per square foot 2013: 0; Electrical Energy Use per square foot 2014: 0; Electrical Energy Use per square foot 2015: 0; Electrical Energy Use per square foot 2016: 0; Electrical Energy Use per square foot 2017: 0
545 | 709 W. University | 986 | [15 empty] | Electrical Energy Use per square foot 2008: 0; Electrical Energy Use per square foot 2009: 0; Electrical Energy Use per square foot 2010: 0; Electrical Energy Use per square foot 2011: 0; Electrical Energy Use per square foot 2012: 0; Electrical Energy Use per square foot 2013: 0; Electrical Energy Use per square foot 2014: 0; Electrical Energy Use per square foot 2015: 0; Electrical Energy Use per square foot 2016: 0; Electrical Energy Use per square foot 2017: 0
516 | 710 W. Park, Urbana | 986 | [15 empty] | Electrical Energy Use per square foot 2008: 0; Electrical Energy Use per square foot 2009: 0; Electrical Energy Use per square foot 2010: 0; Electrical Energy Use per square foot 2011: 0; Electrical Energy Use per square foot 2012: 0; Electrical Energy Use per square foot 2013: 0; Electrical Energy Use per square foot 2014: 0; Electrical Energy Use per square foot 2015: 0; Electrical Energy Use per square foot 2016: 0; Electrical Energy Use per square foot 2017: 0
129 | 810 S Sixth, Champaign | 2483 | [15 empty] | Electrical Energy Use per square foot 2008: 0; Electrical Energy Use per square foot 2009: 0; Electrical Energy Use per square foot 2010: 0; Electrical Energy Use per square foot 2011: 0; Electrical Energy Use per square foot 2012: 0; Electrical Energy Use per square foot 2013: 0; Electrical Energy Use per square foot 2014: 0; Electrical Energy Use per square foot 2015: 0; Electrical Energy Use per square foot 2016: 0; Electrical Energy Use per square foot 2017: 0
214 | 911 S Sixth, Champaign | 5178 | [15 empty] | Electrical Energy Use per square foot 2008: 0; Electrical Energy Use per square foot 2009: 0; Electrical Energy Use per square foot 2010: 0; Electrical Energy Use per square foot 2011: 0; Electrical Energy Use per square foot 2012: 0; Electrical Energy Use per square foot 2013: 0; Electrical Energy Use per square foot 2014: 0; Electrical Energy Use per square foot 2015: 0; Electrical Energy Use per square foot 2016: 0; Electrical Energy Use per square foot 2017: 0
250 | 912 S Fifth, Champaign | 3773 | [15 empty] | Electrical Energy Use per square foot 2008: 0; Electrical Energy Use per square foot 2009: 0; Electrical Energy Use per square foot 2010: 0; Electrical Energy Use per square foot 2011: 0; Electrical Energy Use per square foot 2012: 0; Electrical Energy Use per square foot 2013: 0; Electrical Energy Use per square foot 2014: 0; Electrical Energy Use per square foot 2015: 0; Electrical Energy Use per square foot 2016: 0; Electrical Energy Use per square foot 2017: 0
1003 | Acid Rain Field Building | 560 | [15 empty] | Electrical Energy Use per square foot 2008: 0; Electrical Energy Use per square foot 2009: 0; Electrical Energy Use per square foot 2010: 0; Electrical Energy Use per square foot 2011: 0; Electrical Energy Use per square foot 2012: 0; Electrical Energy Use per square foot 2013: 0; Electrical Energy Use per square foot 2014: 0; Electrical Energy Use per square foot 2015: 0; Electrical Energy Use per square foot 2016: 0; Electrical Energy Use per square foot 2017: 0
1017 | Agricultural/PPFM Warehouse Stor A | 9240 | [15 empty] | Electrical Energy Use per square foot 2008: 0; Electrical Energy Use per square foot 2009: 0; Electrical Energy Use per square foot 2010: 0; Electrical Energy Use per square foot 2011: 0; Electrical Energy Use per square foot 2012: 0; Electrical Energy Use per square foot 2013: 0; Electrical Energy Use per square foot 2014: 0; Electrical Energy Use per square foot 2015: 0; Electrical Energy Use per square foot 2016: 0; Electrical Energy Use per square foot 2017: 0
980 | Agriculture Engineering Research #2 | 2304 | [15 empty] | Electrical Energy Use per square foot 2008: 0; Electrical Energy Use per square foot 2009: 0; Electrical Energy Use per square foot 2010: 0; Electrical Energy Use per square foot 2011: 0; Electrical Energy Use per square foot 2012: 0; Electrical Energy Use per square foot 2013: 0; Electrical Energy Use per square foot 2014: 0; Electrical Energy Use per square foot 2015: 0; Electrical Energy Use per square foot 2016: 0; Electrical Energy Use per square foot 2017: 0
1041 | Agriculture Storage Building | 3467 | [15 empty] | Electrical Energy Use per square foot 2008: 0; Electrical Energy Use per square foot 2009: 0; Electrical Energy Use per square foot 2010: 0; Electrical Energy Use per square foot 2011: 0; Electrical Energy Use per square foot 2012: 0; Electrical Energy Use per square foot 2013: 0; Electrical Energy Use per square foot 2014: 0; Electrical Energy Use per square foot 2015: 0; Electrical Energy Use per square foot 2016: 0; Electrical Energy Use per square foot 2017: 0
840 | Agronomy Department Barn | 5040 | [15 empty] | Electrical Energy Use per square foot 2008: 0; Electrical Energy Use per square foot 2009: 0; Electrical Energy Use per square foot 2010: 0; Electrical Energy Use per square foot 2011: 0; Electrical Energy Use per square foot 2012: 0; Electrical Energy Use per square foot 2013: 0; Electrical Energy Use per square foot 2014: 0; Electrical Energy Use per square foot 2015: 0; Electrical Energy Use per square foot 2016: 0; Electrical Energy Use per square foot 2017: 0
844 | Agronomy Drying Shed | 1020 | [15 empty] | Electrical Energy Use per square foot 2008: 0; Electrical Energy Use per square foot 2009: 0; Electrical Energy Use per square foot 2010: 0; Electrical Energy Use per square foot 2011: 0; Electrical Energy Use per square foot 2012: 0; Electrical Energy Use per square foot 2013: 0; Electrical Energy Use per square foot 2014: 0; Electrical Energy Use per square foot 2015: 0; Electrical Energy Use per square foot 2016: 0; Electrical Energy Use per square foot 2017: 0
931 | Agronomy Field Laboratory-USDA | 370 | [15 empty] | Electrical Energy Use per square foot 2008: 0; Electrical Energy Use per square foot 2009: 0; Electrical Energy Use per square foot 2010: 0; Electrical Energy Use per square foot 2011: 0; Electrical Energy Use per square foot 2012: 0; Electrical Energy Use per square foot 2013: 0; Electrical Energy Use per square foot 2014: 0; Electrical Energy Use per square foot 2015: 0; Electrical Energy Use per square foot 2016: 0; Electrical Energy Use per square foot 2017: 0
684 | Airport Caretaker's House | 3228 | [15 empty] | Electrical Energy Use per square foot 2008: 0; Electrical Energy Use per square foot 2009: 0; Electrical Energy Use per square foot 2010: 0; Electrical Energy Use per square foot 2011: 0; Electrical Energy Use per square foot 2012: 0; Electrical Energy Use per square foot 2013: 0; Electrical Energy Use per square foot 2014: 0; Electrical Energy Use per square foot 2015: 0; Electrical Energy Use per square foot 2016: 0; Electrical Energy Use per square foot 2017: 0
697 | Airport Field Vault | 1013 | [15 empty] | Electrical Energy Use per square foot 2008: 0; Electrical Energy Use per square foot 2009: 0; Electrical Energy Use per square foot 2010: 0; Electrical Energy Use per square foot 2011: 0; Electrical Energy Use per square foot 2012: 0; Electrical Energy Use per square foot 2013: 0; Electrical Energy Use per square foot 2014: 0; Electrical Energy Use per square foot 2015: 0; Electrical Energy Use per square foot 2016: 0; Electrical Energy Use per square foot 2017: 0
691 | Airport Generator | 192 | [15 empty] | Electrical Energy Use per square foot 2008: 0; Electrical Energy Use per square foot 2009: 0; Electrical Energy Use per square foot 2010: 0; Electrical Energy Use per square foot 2011: 0; Electrical Energy Use per square foot 2012: 0; Electrical Energy Use per square foot 2013: 0; Electrical Energy Use per square foot 2014: 0; Electrical Energy Use per square foot 2015: 0; Electrical Energy Use per square foot 2016: 0; Electrical Energy Use per square foot 2017: 0
692 | Airport Glide Scope | 156 | [15 empty] | Electrical Energy Use per square foot 2008: 0; Electrical Energy Use per square foot 2009: 0; Electrical Energy Use per square foot 2010: 0; Electrical Energy Use per square foot 2011: 0; Electrical Energy Use per square foot 2012: 0; Electrical Energy Use per square foot 2013: 0; Electrical Energy Use per square foot 2014: 0; Electrical Energy Use per square foot 2015: 0; Electrical Energy Use per square foot 2016: 0; Electrical Energy Use per square foot 2017: 0
696 | Airport Main Vault | 555 | [15 empty] | Electrical Energy Use per square foot 2008: 0; Electrical Energy Use per square foot 2009: 0; Electrical Energy Use per square foot 2010: 0; Electrical Energy Use per square foot 2011: 0; Electrical Energy Use per square foot 2012: 0; Electrical Energy Use per square foot 2013: 0; Electrical Energy Use per square foot 2014: 0; Electrical Energy Use per square foot 2015: 0; Electrical Energy Use per square foot 2016: 0; Electrical Energy Use per square foot 2017: 0
694 | Airport MALSR | 144 | [15 empty] | Electrical Energy Use per square foot 2008: 0; Electrical Energy Use per square foot 2009: 0; Electrical Energy Use per square foot 2010: 0; Electrical Energy Use per square foot 2011: 0; Electrical Energy Use per square foot 2012: 0; Electrical Energy Use per square foot 2013: 0; Electrical Energy Use per square foot 2014: 0; Electrical Energy Use per square foot 2015: 0; Electrical Energy Use per square foot 2016: 0; Electrical Energy Use per square foot 2017: 0
693 | Airport Middle Marker | 400 | [15 empty] | Electrical Energy Use per square foot 2008: 0; Electrical Energy Use per square foot 2009: 0; Electrical Energy Use per square foot 2010: 0; Electrical Energy Use per square foot 2011: 0; Electrical Energy Use per square foot 2012: 0; Electrical Energy Use per square foot 2013: 0; Electrical Energy Use per square foot 2014: 0; Electrical Energy Use per square foot 2015: 0; Electrical Energy Use per square foot 2016: 0; Electrical Energy Use per square foot 2017: 0
650 | Airport North Fuel Farm | 144 | [15 empty] | Electrical Energy Use per square foot 2008: 0; Electrical Energy Use per square foot 2009: 0; Electrical Energy Use per square foot 2010: 0; Electrical Energy Use per square foot 2011: 0; Electrical Energy Use per square foot 2012: 0; Electrical Energy Use per square foot 2013: 0; Electrical Energy Use per square foot 2014: 0; Electrical Energy Use per square foot 2015: 0; Electrical Energy Use per square foot 2016: 0; Electrical Energy Use per square foot 2017: 0
688 | Airport Radar Unit | 1525 | [15 empty] | Electrical Energy Use per square foot 2008: 0; Electrical Energy Use per square foot 2009: 0; Electrical Energy Use per square foot 2010: 0; Electrical Energy Use per square foot 2011: 0; Electrical Energy Use per square foot 2012: 0; Electrical Energy Use per square foot 2013: 0; Electrical Energy Use per square foot 2014: 0; Electrical Energy Use per square foot 2015: 0; Electrical Energy Use per square foot 2016: 0; Electrical Energy Use per square foot 2017: 0
689 | Airport Remote Transmitter | 245 | [15 empty] | Electrical Energy Use per square foot 2008: 0; Electrical Energy Use per square foot 2009: 0; Electrical Energy Use per square foot 2010: 0; Electrical Energy Use per square foot 2011: 0; Electrical Energy Use per square foot 2012: 0; Electrical Energy Use per square foot 2013: 0; Electrical Energy Use per square foot 2014: 0; Electrical Energy Use per square foot 2015: 0; Electrical Energy Use per square foot 2016: 0; Electrical Energy Use per square foot 2017: 0
677 | Airport Rescue and Firefighting | 5903 | [15 empty] | Electrical Energy Use per square foot 2008: 0; Electrical Energy Use per square foot 2009: 0; Electrical Energy Use per square foot 2010: 0; Electrical Energy Use per square foot 2011: 0; Electrical Energy Use per square foot 2012: 0; Electrical Energy Use per square foot 2013: 0; Electrical Energy Use per square foot 2014: 0; Electrical Energy Use per square foot 2015: 0; Electrical Energy Use per square foot 2016: 0; Electrical Energy Use per square foot 2017: 0
690 | Airport Transmitter | 320 | [15 empty] | Electrical Energy Use per square foot 2008: 0; Electrical Energy Use per square foot 2009: 0; Electrical Energy Use per square foot 2010: 0; Electrical Energy Use per square foot 2011: 0; Electrical Energy Use per square foot 2012: 0; Electrical Energy Use per square foot 2013: 0; Electrical Energy Use per square foot 2014: 0; Electrical Energy Use per square foot 2015: 0; Electrical Energy Use per square foot 2016: 0; Electrical Energy Use per square foot 2017: 0
695 | Airport VOR | 1296 | [15 empty] | Electrical Energy Use per square foot 2008: 0; Electrical Energy Use per square foot 2009: 0; Electrical Energy Use per square foot 2010: 0; Electrical Energy Use per square foot 2011: 0; Electrical Energy Use per square foot 2012: 0; Electrical Energy Use per square foot 2013: 0; Electrical Energy Use per square foot 2014: 0; Electrical Energy Use per square foot 2015: 0; Electrical Energy Use per square foot 2016: 0; Electrical Energy Use per square foot 2017: 0
876 | Aluminum Poultry Shed | 800 | [15 empty] | Electrical Energy Use per square foot 2008: 0; Electrical Energy Use per square foot 2009: 0; Electrical Energy Use per square foot 2010: 0; Electrical Energy Use per square foot 2011: 0; Electrical Energy Use per square foot 2012: 0; Electrical Energy Use per square foot 2013: 0; Electrical Energy Use per square foot 2014: 0; Electrical Energy Use per square foot 2015: 0; Electrical Energy Use per square foot 2016: 0; Electrical Energy Use per square foot 2017: 0
890 | Ammunition Storage - 3 Bldgs | 362 | [15 empty] | Electrical Energy Use per square foot 2008: 0; Electrical Energy Use per square foot 2009: 0; Electrical Energy Use per square foot 2010: 0; Electrical Energy Use per square foot 2011: 0; Electrical Energy Use per square foot 2012: 0; Electrical Energy Use per square foot 2013: 0; Electrical Energy Use per square foot 2014: 0; Electrical Energy Use per square foot 2015: 0; Electrical Energy Use per square foot 2016: 0; Electrical Energy Use per square foot 2017: 0
889 | Animal Genetics Pole Barn Storage | 2560 | [15 empty] | Electrical Energy Use per square foot 2008: 0; Electrical Energy Use per square foot 2009: 0; Electrical Energy Use per square foot 2010: 0; Electrical Energy Use per square foot 2011: 0; Electrical Energy Use per square foot 2012: 0; Electrical Energy Use per square foot 2013: 0; Electrical Energy Use per square foot 2014: 0; Electrical Energy Use per square foot 2015: 0; Electrical Energy Use per square foot 2016: 0; Electrical Energy Use per square foot 2017: 0
820 | Animal Husbandry Cattle Feeding Plt | 16380 | [15 empty] | Electrical Energy Use per square foot 2008: 0; Electrical Energy Use per square foot 2009: 0; Electrical Energy Use per square foot 2010: 0; Electrical Energy Use per square foot 2011: 0; Electrical Energy Use per square foot 2012: 0; Electrical Energy Use per square foot 2013: 0; Electrical Energy Use per square foot 2014: 0; Electrical Energy Use per square foot 2015: 0; Electrical Energy Use per square foot 2016: 0; Electrical Energy Use per square foot 2017: 0
802 | Animal Husbandry Hedden Barn | 2890 | [15 empty] | Electrical Energy Use per square foot 2008: 0; Electrical Energy Use per square foot 2009: 0; Electrical Energy Use per square foot 2010: 0; Electrical Energy Use per square foot 2011: 0; Electrical Energy Use per square foot 2012: 0; Electrical Energy Use per square foot 2013: 0; Electrical Energy Use per square foot 2014: 0; Electrical Energy Use per square foot 2015: 0; Electrical Energy Use per square foot 2016: 0; Electrical Energy Use per square foot 2017: 0
875 | Animal Husbandry Poultry Barn | 1814 | [15 empty] | Electrical Energy Use per square foot 2008: 0; Electrical Energy Use per square foot 2009: 0; Electrical Energy Use per square foot 2010: 0; Electrical Energy Use per square foot 2011: 0; Electrical Energy Use per square foot 2012: 0; Electrical Energy Use per square foot 2013: 0; Electrical Energy Use per square foot 2014: 0; Electrical Energy Use per square foot 2015: 0; Electrical Energy Use per square foot 2016: 0; Electrical Energy Use per square foot 2017: 0
874 | Animal Husbandry Poultry Plant | 4140 | [15 empty] | Electrical Energy Use per square foot 2008: 0; Electrical Energy Use per square foot 2009: 0; Electrical Energy Use per square foot 2010: 0; Electrical Energy Use per square foot 2011: 0; Electrical Energy Use per square foot 2012: 0; Electrical Energy Use per square foot 2013: 0; Electrical Energy Use per square foot 2014: 0; Electrical Energy Use per square foot 2015: 0; Electrical Energy Use per square foot 2016: 0; Electrical Energy Use per square foot 2017: 0
870 | Animal Husbandry Poultry Res & Gar | 1590 | [15 empty] | Electrical Energy Use per square foot 2008: 0; Electrical Energy Use per square foot 2009: 0; Electrical Energy Use per square foot 2010: 0; Electrical Energy Use per square foot 2011: 0; Electrical Energy Use per square foot 2012: 0; Electrical Energy Use per square foot 2013: 0; Electrical Energy Use per square foot 2014: 0; Electrical Energy Use per square foot 2015: 0; Electrical Energy Use per square foot 2016: 0; Electrical Energy Use per square foot 2017: 0
871 | Animal Husbandry Poulty Breeding Plt | 5439 | [15 empty] | Electrical Energy Use per square foot 2008: 0; Electrical Energy Use per square foot 2009: 0; Electrical Energy Use per square foot 2010: 0; Electrical Energy Use per square foot 2011: 0; Electrical Energy Use per square foot 2012: 0; Electrical Energy Use per square foot 2013: 0; Electrical Energy Use per square foot 2014: 0; Electrical Energy Use per square foot 2015: 0; Electrical Energy Use per square foot 2016: 0; Electrical Energy Use per square foot 2017: 0
811 | Animal Husbandry Sheep Barns | 13190 | [15 empty] | Electrical Energy Use per square foot 2008: 0; Electrical Energy Use per square foot 2009: 0; Electrical Energy Use per square foot 2010: 0; Electrical Energy Use per square foot 2011: 0; Electrical Energy Use per square foot 2012: 0; Electrical Energy Use per square foot 2013: 0; Electrical Energy Use per square foot 2014: 0; Electrical Energy Use per square foot 2015: 0; Electrical Energy Use per square foot 2016: 0; Electrical Energy Use per square foot 2017: 0
809 | Animal Husbandry Sheep Met Bldg | 2208 | [15 empty] | Electrical Energy Use per square foot 2008: 0; Electrical Energy Use per square foot 2009: 0; Electrical Energy Use per square foot 2010: 0; Electrical Energy Use per square foot 2011: 0; Electrical Energy Use per square foot 2012: 0; Electrical Energy Use per square foot 2013: 0; Electrical Energy Use per square foot 2014: 0; Electrical Energy Use per square foot 2015: 0; Electrical Energy Use per square foot 2016: 0; Electrical Energy Use per square foot 2017: 0
804 | Animal Husbandry Swn Brn - Hedden | 5900 | [15 empty] | Electrical Energy Use per square foot 2008: 0; Electrical Energy Use per square foot 2009: 0; Electrical Energy Use per square foot 2010: 0; Electrical Energy Use per square foot 2011: 0; Electrical Energy Use per square foot 2012: 0; Electrical Energy Use per square foot 2013: 0; Electrical Energy Use per square foot 2014: 0; Electrical Energy Use per square foot 2015: 0; Electrical Energy Use per square foot 2016: 0; Electrical Energy Use per square foot 2017: 0
888 | Animal Research Barn-Physl Res Lab | 2628 | [15 empty] | Electrical Energy Use per square foot 2008: 0; Electrical Energy Use per square foot 2009: 0; Electrical Energy Use per square foot 2010: 0; Electrical Energy Use per square foot 2011: 0; Electrical Energy Use per square foot 2012: 0; Electrical Energy Use per square foot 2013: 0; Electrical Energy Use per square foot 2014: 0; Electrical Energy Use per square foot 2015: 0; Electrical Energy Use per square foot 2016: 0; Electrical Energy Use per square foot 2017: 0
833 | Animal Sci Farm Equipment Stor Unit | 2944 | [15 empty] | Electrical Energy Use per square foot 2008: 0; Electrical Energy Use per square foot 2009: 0; Electrical Energy Use per square foot 2010: 0; Electrical Energy Use per square foot 2011: 0; Electrical Energy Use per square foot 2012: 0; Electrical Energy Use per square foot 2013: 0; Electrical Energy Use per square foot 2014: 0; Electrical Energy Use per square foot 2015: 0; Electrical Energy Use per square foot 2016: 0; Electrical Energy Use per square foot 2017: 0
834 | Animal Sci Isolation Unit | 765 | [15 empty] | Electrical Energy Use per square foot 2008: 0; Electrical Energy Use per square foot 2009: 0; Electrical Energy Use per square foot 2010: 0; Electrical Energy Use per square foot 2011: 0; Electrical Energy Use per square foot 2012: 0; Electrical Energy Use per square foot 2013: 0; Electrical Energy Use per square foot 2014: 0; Electrical Energy Use per square foot 2015: 0; Electrical Energy Use per square foot 2016: 0; Electrical Energy Use per square foot 2017: 0
893 | Animal Sci Supr Residence & Garage | 2506 | [15 empty] | Electrical Energy Use per square foot 2008: 0; Electrical Energy Use per square foot 2009: 0; Electrical Energy Use per square foot 2010: 0; Electrical Energy Use per square foot 2011: 0; Electrical Energy Use per square foot 2012: 0; Electrical Energy Use per square foot 2013: 0; Electrical Energy Use per square foot 2014: 0; Electrical Energy Use per square foot 2015: 0; Electrical Energy Use per square foot 2016: 0; Electrical Energy Use per square foot 2017: 0
978 | Apiary Building - Pell Farm | 1248 | [15 empty] | Electrical Energy Use per square foot 2008: 0; Electrical Energy Use per square foot 2009: 0; Electrical Energy Use per square foot 2010: 0; Electrical Energy Use per square foot 2011: 0; Electrical Energy Use per square foot 2012: 0; Electrical Energy Use per square foot 2013: 0; Electrical Energy Use per square foot 2014: 0; Electrical Energy Use per square foot 2015: 0; Electrical Energy Use per square foot 2016: 0; Electrical Energy Use per square foot 2017: 0
234 | Armory Avenue Warehouse | 48304 | [15 empty] | Electrical Energy Use per square foot 2008: 0; Electrical Energy Use per square foot 2009: 0; Electrical Energy Use per square foot 2010: 0; Electrical Energy Use per square foot 2011: 0; Electrical Energy Use per square foot 2012: 0; Electrical Energy Use per square foot 2013: 0; Electrical Energy Use per square foot 2014: 0; Electrical Energy Use per square foot 2015: 0; Electrical Energy Use per square foot 2016: 0; Electrical Energy Use per square foot 2017: 0
548 | Ballston Towers | 8154 | [15 empty] | Electrical Energy Use per square foot 2008: 0; Electrical Energy Use per square foot 2009: 0; Electrical Energy Use per square foot 2010: 0; Electrical Energy Use per square foot 2011: 0; Electrical Energy Use per square foot 2012: 0; Electrical Energy Use per square foot 2013: 0; Electrical Energy Use per square foot 2014: 0; Electrical Energy Use per square foot 2015: 0; Electrical Energy Use per square foot 2016: 0; Electrical Energy Use per square foot 2017: 0
1013 | Beef Cow Facility | 3456 | [15 empty] | Electrical Energy Use per square foot 2008: 0; Electrical Energy Use per square foot 2009: 0; Electrical Energy Use per square foot 2010: 0; Electrical Energy Use per square foot 2011: 0; Electrical Energy Use per square foot 2012: 0; Electrical Energy Use per square foot 2013: 0; Electrical Energy Use per square foot 2014: 0; Electrical Energy Use per square foot 2015: 0; Electrical Energy Use per square foot 2016: 0; Electrical Energy Use per square foot 2017: 0
1015 | Beef Cow Facility-Hay Storage | 2304 | [15 empty] | Electrical Energy Use per square foot 2008: 0; Electrical Energy Use per square foot 2009: 0; Electrical Energy Use per square foot 2010: 0; Electrical Energy Use per square foot 2011: 0; Electrical Energy Use per square foot 2012: 0; Electrical Energy Use per square foot 2013: 0; Electrical Energy Use per square foot 2014: 0; Electrical Energy Use per square foot 2015: 0; Electrical Energy Use per square foot 2016: 0; Electrical Energy Use per square foot 2017: 0
861 | Brick Garage Lab - Round Barns | 4409 | [15 empty] | Electrical Energy Use per square foot 2008: 0; Electrical Energy Use per square foot 2009: 0; Electrical Energy Use per square foot 2010: 0; Electrical Energy Use per square foot 2011: 0; Electrical Energy Use per square foot 2012: 0; Electrical Energy Use per square foot 2013: 0; Electrical Energy Use per square foot 2014: 0; Electrical Energy Use per square foot 2015: 0; Electrical Energy Use per square foot 2016: 0; Electrical Energy Use per square foot 2017: 0
869 | Brooding and Rearing House | 6000 | [15 empty] | Electrical Energy Use per square foot 2008: 0; Electrical Energy Use per square foot 2009: 0; Electrical Energy Use per square foot 2010: 0; Electrical Energy Use per square foot 2011: 0; Electrical Energy Use per square foot 2012: 0; Electrical Energy Use per square foot 2013: 0; Electrical Energy Use per square foot 2014: 0; Electrical Energy Use per square foot 2015: 0; Electrical Energy Use per square foot 2016: 0; Electrical Energy Use per square foot 2017: 0
383 | Building #918 (at former CAFB) | 14512 | [15 empty] | Electrical Energy Use per square foot 2008: 0; Electrical Energy Use per square foot 2009: 0; Electrical Energy Use per square foot 2010: 0; Electrical Energy Use per square foot 2011: 0; Electrical Energy Use per square foot 2012: 0; Electrical Energy Use per square foot 2013: 0; Electrical Energy Use per square foot 2014: 0; Electrical Energy Use per square foot 2015: 0; Electrical Energy Use per square foot 2016: 0; Electrical Energy Use per square foot 2017: 0
314 | Building Research Council Laboratory | 1221 | [15 empty] | Electrical Energy Use per square foot 2008: 0; Electrical Energy Use per square foot 2009: 0; Electrical Energy Use per square foot 2010: 0; Electrical Energy Use per square foot 2011: 0; Electrical Energy Use per square foot 2012: 0; Electrical Energy Use per square foot 2013: 0; Electrical Energy Use per square foot 2014: 0; Electrical Energy Use per square foot 2015: 0; Electrical Energy Use per square foot 2016: 0; Electrical Energy Use per square foot 2017: 0
344 | Building Research Laboratory | 1455 | [15 empty] | Electrical Energy Use per square foot 2008: 0; Electrical Energy Use per square foot 2009: 0; Electrical Energy Use per square foot 2010: 0; Electrical Energy Use per square foot 2011: 0; Electrical Energy Use per square foot 2012: 0; Electrical Energy Use per square foot 2013: 0; Electrical Energy Use per square foot 2014: 0; Electrical Energy Use per square foot 2015: 0; Electrical Energy Use per square foot 2016: 0; Electrical Energy Use per square foot 2017: 0
1137 | C-10 Parking Structure | 116449 |  | 1800 |  |  | 708.6007 | 91.169 | 118728.2536 | [8 empty] | Electrical Energy Use per square foot 2008: 0; Electrical Energy Use per square foot 2009: 0; Electrical Energy Use per square foot 2010: 0; Electrical Energy Use per square foot 2011: 0; Electrical Energy Use per square foot 2012: 0; Electrical Energy Use per square foot 2013: 0; Electrical Energy Use per square foot 2014: 0; Electrical Energy Use per square foot 2015: 0; Electrical Energy Use per square foot 2016: 0; Electrical Energy Use per square foot 2017: 0
868 | Cage Layer House | 4320 | [15 empty] | Electrical Energy Use per square foot 2008: 0; Electrical Energy Use per square foot 2009: 0; Electrical Energy Use per square foot 2010: 0; Electrical Energy Use per square foot 2011: 0; Electrical Energy Use per square foot 2012: 0; Electrical Energy Use per square foot 2013: 0; Electrical Energy Use per square foot 2014: 0; Electrical Energy Use per square foot 2015: 0; Electrical Energy Use per square foot 2016: 0; Electrical Energy Use per square foot 2017: 0
819 | Calf Barn | 4260 | [15 empty] | Electrical Energy Use per square foot 2008: 0; Electrical Energy Use per square foot 2009: 0; Electrical Energy Use per square foot 2010: 0; Electrical Energy Use per square foot 2011: 0; Electrical Energy Use per square foot 2012: 0; Electrical Energy Use per square foot 2013: 0; Electrical Energy Use per square foot 2014: 0; Electrical Energy Use per square foot 2015: 0; Electrical Energy Use per square foot 2016: 0; Electrical Energy Use per square foot 2017: 0
863 | Calf Barn | 1110 | [15 empty] | Electrical Energy Use per square foot 2008: 0; Electrical Energy Use per square foot 2009: 0; Electrical Energy Use per square foot 2010: 0; Electrical Energy Use per square foot 2011: 0; Electrical Energy Use per square foot 2012: 0; Electrical Energy Use per square foot 2013: 0; Electrical Energy Use per square foot 2014: 0; Electrical Energy Use per square foot 2015: 0; Electrical Energy Use per square foot 2016: 0; Electrical Energy Use per square foot 2017: 0
380 | Campus Recreation Outdoor Center |  |  | 250 |  |  | 98.4168 | 12.6624 | 16490.0352 |  |  | Angled south facing roof | [5 empty] | Electrical Energy Use per square foot 2008: #DIV/0!; Electrical Energy Use per square foot 2009: #DIV/0!; Electrical Energy Use per square foot 2010: #DIV/0!; Electrical Energy Use per square foot 2011: #DIV/0!; Electrical Energy Use per square foot 2012: #DIV/0!; Electrical Energy Use per square foot 2013: #DIV/0!; Electrical Energy Use per square foot 2014: #DIV/0!; Electrical Energy Use per square foot 2015: #DIV/0!; Electrical Energy Use per square foot 2016: #DIV/0!; Electrical Energy Use per square foot 2017: #DIV/0!
880 | Canine Unit | 1232 | [15 empty] | Electrical Energy Use per square foot 2008: 0; Electrical Energy Use per square foot 2009: 0; Electrical Energy Use per square foot 2010: 0; Electrical Energy Use per square foot 2011: 0; Electrical Energy Use per square foot 2012: 0; Electrical Energy Use per square foot 2013: 0; Electrical Energy Use per square foot 2014: 0; Electrical Energy Use per square foot 2015: 0; Electrical Energy Use per square foot 2016: 0; Electrical Energy Use per square foot 2017: 0
565 | Carle Forum | 7910 | [15 empty] | Electrical Energy Use per square foot 2008: 0; Electrical Energy Use per square foot 2009: 0; Electrical Energy Use per square foot 2010: 0; Electrical Energy Use per square foot 2011: 0; Electrical Energy Use per square foot 2012: 0; Electrical Energy Use per square foot 2013: 0; Electrical Energy Use per square foot 2014: 0; Electrical Energy Use per square foot 2015: 0; Electrical Energy Use per square foot 2016: 0; Electrical Energy Use per square foot 2017: 0
1120 | CERL- Chemical Storage Bldg. 7 | 500 | [15 empty] | Electrical Energy Use per square foot 2008: 0; Electrical Energy Use per square foot 2009: 0; Electrical Energy Use per square foot 2010: 0; Electrical Energy Use per square foot 2011: 0; Electrical Energy Use per square foot 2012: 0; Electrical Energy Use per square foot 2013: 0; Electrical Energy Use per square foot 2014: 0; Electrical Energy Use per square foot 2015: 0; Electrical Energy Use per square foot 2016: 0; Electrical Energy Use per square foot 2017: 0
1124 | CERL- Goam Panel Building 12 | 1480 | [15 empty] | Electrical Energy Use per square foot 2008: 0; Electrical Energy Use per square foot 2009: 0; Electrical Energy Use per square foot 2010: 0; Electrical Energy Use per square foot 2011: 0; Electrical Energy Use per square foot 2012: 0; Electrical Energy Use per square foot 2013: 0; Electrical Energy Use per square foot 2014: 0; Electrical Energy Use per square foot 2015: 0; Electrical Energy Use per square foot 2016: 0; Electrical Energy Use per square foot 2017: 0
1119 | CERL- Solar House 6 | 876 | [15 empty] | Electrical Energy Use per square foot 2008: 0; Electrical Energy Use per square foot 2009: 0; Electrical Energy Use per square foot 2010: 0; Electrical Energy Use per square foot 2011: 0; Electrical Energy Use per square foot 2012: 0; Electrical Energy Use per square foot 2013: 0; Electrical Energy Use per square foot 2014: 0; Electrical Energy Use per square foot 2015: 0; Electrical Energy Use per square foot 2016: 0; Electrical Energy Use per square foot 2017: 0
1118 | CERL- Tess Building | 14018 | [15 empty] | Electrical Energy Use per square foot 2008: 0; Electrical Energy Use per square foot 2009: 0; Electrical Energy Use per square foot 2010: 0; Electrical Energy Use per square foot 2011: 0; Electrical Energy Use per square foot 2012: 0; Electrical Energy Use per square foot 2013: 0; Electrical Energy Use per square foot 2014: 0; Electrical Energy Use per square foot 2015: 0; Electrical Energy Use per square foot 2016: 0; Electrical Energy Use per square foot 2017: 0
1122 | CERL- Utilities Building 9 | 687 | [15 empty] | Electrical Energy Use per square foot 2008: 0; Electrical Energy Use per square foot 2009: 0; Electrical Energy Use per square foot 2010: 0; Electrical Energy Use per square foot 2011: 0; Electrical Energy Use per square foot 2012: 0; Electrical Energy Use per square foot 2013: 0; Electrical Energy Use per square foot 2014: 0; Electrical Energy Use per square foot 2015: 0; Electrical Energy Use per square foot 2016: 0; Electrical Energy Use per square foot 2017: 0
1126 | CERL-Greenhouse | 297 | [15 empty] | Electrical Energy Use per square foot 2008: 0; Electrical Energy Use per square foot 2009: 0; Electrical Energy Use per square foot 2010: 0; Electrical Energy Use per square foot 2011: 0; Electrical Energy Use per square foot 2012: 0; Electrical Energy Use per square foot 2013: 0; Electrical Energy Use per square foot 2014: 0; Electrical Energy Use per square foot 2015: 0; Electrical Energy Use per square foot 2016: 0; Electrical Energy Use per square foot 2017: 0
1121 | CERL-Incinerator Building 8 | 201 | [15 empty] | Electrical Energy Use per square foot 2008: 0; Electrical Energy Use per square foot 2009: 0; Electrical Energy Use per square foot 2010: 0; Electrical Energy Use per square foot 2011: 0; Electrical Energy Use per square foot 2012: 0; Electrical Energy Use per square foot 2013: 0; Electrical Energy Use per square foot 2014: 0; Electrical Energy Use per square foot 2015: 0; Electrical Energy Use per square foot 2016: 0; Electrical Energy Use per square foot 2017: 0
301 | CERL-Main Building 1 | 54281 | [15 empty] | Electrical Energy Use per square foot 2008: 0; Electrical Energy Use per square foot 2009: 0; Electrical Energy Use per square foot 2010: 0; Electrical Energy Use per square foot 2011: 0; Electrical Energy Use per square foot 2012: 0; Electrical Energy Use per square foot 2013: 0; Electrical Energy Use per square foot 2014: 0; Electrical Energy Use per square foot 2015: 0; Electrical Energy Use per square foot 2016: 0; Electrical Energy Use per square foot 2017: 0
1129 | CERL-North Hall | 284 | [15 empty] | Electrical Energy Use per square foot 2008: 0; Electrical Energy Use per square foot 2009: 0; Electrical Energy Use per square foot 2010: 0; Electrical Energy Use per square foot 2011: 0; Electrical Energy Use per square foot 2012: 0; Electrical Energy Use per square foot 2013: 0; Electrical Energy Use per square foot 2014: 0; Electrical Energy Use per square foot 2015: 0; Electrical Energy Use per square foot 2016: 0; Electrical Energy Use per square foot 2017: 0
1089 | CERL-Pole Barn 11 | 3086 | [15 empty] | Electrical Energy Use per square foot 2008: 0; Electrical Energy Use per square foot 2009: 0; Electrical Energy Use per square foot 2010: 0; Electrical Energy Use per square foot 2011: 0; Electrical Energy Use per square foot 2012: 0; Electrical Energy Use per square foot 2013: 0; Electrical Energy Use per square foot 2014: 0; Electrical Energy Use per square foot 2015: 0; Electrical Energy Use per square foot 2016: 0; Electrical Energy Use per square foot 2017: 0
1127 | CERL-South Hall | 311 | [15 empty] | Electrical Energy Use per square foot 2008: 0; Electrical Energy Use per square foot 2009: 0; Electrical Energy Use per square foot 2010: 0; Electrical Energy Use per square foot 2011: 0; Electrical Energy Use per square foot 2012: 0; Electrical Energy Use per square foot 2013: 0; Electrical Energy Use per square foot 2014: 0; Electrical Energy Use per square foot 2015: 0; Electrical Energy Use per square foot 2016: 0; Electrical Energy Use per square foot 2017: 0
1125 | CERL-Tess Annex 13 | 2513 | [15 empty] | Electrical Energy Use per square foot 2008: 0; Electrical Energy Use per square foot 2009: 0; Electrical Energy Use per square foot 2010: 0; Electrical Energy Use per square foot 2011: 0; Electrical Energy Use per square foot 2012: 0; Electrical Energy Use per square foot 2013: 0; Electrical Energy Use per square foot 2014: 0; Electrical Energy Use per square foot 2015: 0; Electrical Energy Use per square foot 2016: 0; Electrical Energy Use per square foot 2017: 0
1128 | CERL-UCHI | 593 | [15 empty] | Electrical Energy Use per square foot 2008: 0; Electrical Energy Use per square foot 2009: 0; Electrical Energy Use per square foot 2010: 0; Electrical Energy Use per square foot 2011: 0; Electrical Energy Use per square foot 2012: 0; Electrical Energy Use per square foot 2013: 0; Electrical Energy Use per square foot 2014: 0; Electrical Energy Use per square foot 2015: 0; Electrical Energy Use per square foot 2016: 0; Electrical Energy Use per square foot 2017: 0
382 | Chanute Facility | 18000 | [15 empty] | Electrical Energy Use per square foot 2008: 0; Electrical Energy Use per square foot 2009: 0; Electrical Energy Use per square foot 2010: 0; Electrical Energy Use per square foot 2011: 0; Electrical Energy Use per square foot 2012: 0; Electrical Energy Use per square foot 2013: 0; Electrical Energy Use per square foot 2014: 0; Electrical Energy Use per square foot 2015: 0; Electrical Energy Use per square foot 2016: 0; Electrical Energy Use per square foot 2017: 0
384 | Chanute Facility | 9009 | [15 empty] | Electrical Energy Use per square foot 2008: 0; Electrical Energy Use per square foot 2009: 0; Electrical Energy Use per square foot 2010: 0; Electrical Energy Use per square foot 2011: 0; Electrical Energy Use per square foot 2012: 0; Electrical Energy Use per square foot 2013: 0; Electrical Energy Use per square foot 2014: 0; Electrical Energy Use per square foot 2015: 0; Electrical Energy Use per square foot 2016: 0; Electrical Energy Use per square foot 2017: 0
411 | Chanute Facility | 2466 | [15 empty] | Electrical Energy Use per square foot 2008: 0; Electrical Energy Use per square foot 2009: 0; Electrical Energy Use per square foot 2010: 0; Electrical Energy Use per square foot 2011: 0; Electrical Energy Use per square foot 2012: 0; Electrical Energy Use per square foot 2013: 0; Electrical Energy Use per square foot 2014: 0; Electrical Energy Use per square foot 2015: 0; Electrical Energy Use per square foot 2016: 0; Electrical Energy Use per square foot 2017: 0
412 | Chanute Facility | 1691 | [15 empty] | Electrical Energy Use per square foot 2008: 0; Electrical Energy Use per square foot 2009: 0; Electrical Energy Use per square foot 2010: 0; Electrical Energy Use per square foot 2011: 0; Electrical Energy Use per square foot 2012: 0; Electrical Energy Use per square foot 2013: 0; Electrical Energy Use per square foot 2014: 0; Electrical Energy Use per square foot 2015: 0; Electrical Energy Use per square foot 2016: 0; Electrical Energy Use per square foot 2017: 0
1044 | Commodities Storage Building | 1946 | [15 empty] | Electrical Energy Use per square foot 2008: 0; Electrical Energy Use per square foot 2009: 0; Electrical Energy Use per square foot 2010: 0; Electrical Energy Use per square foot 2011: 0; Electrical Energy Use per square foot 2012: 0; Electrical Energy Use per square foot 2013: 0; Electrical Energy Use per square foot 2014: 0; Electrical Energy Use per square foot 2015: 0; Electrical Energy Use per square foot 2016: 0; Electrical Energy Use per square foot 2017: 0
816 | Concrete Block Feed Storage | 2332 | [15 empty] | Electrical Energy Use per square foot 2008: 0; Electrical Energy Use per square foot 2009: 0; Electrical Energy Use per square foot 2010: 0; Electrical Energy Use per square foot 2011: 0; Electrical Energy Use per square foot 2012: 0; Electrical Energy Use per square foot 2013: 0; Electrical Energy Use per square foot 2014: 0; Electrical Energy Use per square foot 2015: 0; Electrical Energy Use per square foot 2016: 0; Electrical Energy Use per square foot 2017: 0
995 | Confinement Beef Cow Barn | 5400 | [15 empty] | Electrical Energy Use per square foot 2008: 0; Electrical Energy Use per square foot 2009: 0; Electrical Energy Use per square foot 2010: 0; Electrical Energy Use per square foot 2011: 0; Electrical Energy Use per square foot 2012: 0; Electrical Energy Use per square foot 2013: 0; Electrical Energy Use per square foot 2014: 0; Electrical Energy Use per square foot 2015: 0; Electrical Energy Use per square foot 2016: 0; Electrical Energy Use per square foot 2017: 0
826 | Confinement Beef Unit | 8277 | [15 empty] | Electrical Energy Use per square foot 2008: 0; Electrical Energy Use per square foot 2009: 0; Electrical Energy Use per square foot 2010: 0; Electrical Energy Use per square foot 2011: 0; Electrical Energy Use per square foot 2012: 0; Electrical Energy Use per square foot 2013: 0; Electrical Energy Use per square foot 2014: 0; Electrical Energy Use per square foot 2015: 0; Electrical Energy Use per square foot 2016: 0; Electrical Energy Use per square foot 2017: 0
1039 | Core Storage Building | 5760 | [15 empty] | Electrical Energy Use per square foot 2008: 0; Electrical Energy Use per square foot 2009: 0; Electrical Energy Use per square foot 2010: 0; Electrical Energy Use per square foot 2011: 0; Electrical Energy Use per square foot 2012: 0; Electrical Energy Use per square foot 2013: 0; Electrical Energy Use per square foot 2014: 0; Electrical Energy Use per square foot 2015: 0; Electrical Energy Use per square foot 2016: 0; Electrical Energy Use per square foot 2017: 0
968 | Corn Crib | 1915 | [15 empty] | Electrical Energy Use per square foot 2008: 0; Electrical Energy Use per square foot 2009: 0; Electrical Energy Use per square foot 2010: 0; Electrical Energy Use per square foot 2011: 0; Electrical Energy Use per square foot 2012: 0; Electrical Energy Use per square foot 2013: 0; Electrical Energy Use per square foot 2014: 0; Electrical Energy Use per square foot 2015: 0; Electrical Energy Use per square foot 2016: 0; Electrical Energy Use per square foot 2017: 0
280 | Credit Union Building, UofI Employee | 8554 | [15 empty] | Electrical Energy Use per square foot 2008: 0; Electrical Energy Use per square foot 2009: 0; Electrical Energy Use per square foot 2010: 0; Electrical Energy Use per square foot 2011: 0; Electrical Energy Use per square foot 2012: 0; Electrical Energy Use per square foot 2013: 0; Electrical Energy Use per square foot 2014: 0; Electrical Energy Use per square foot 2015: 0; Electrical Energy Use per square foot 2016: 0; Electrical Energy Use per square foot 2017: 0
945 | Dairy Barn-South Race Street | 4280 | [15 empty] | Electrical Energy Use per square foot 2008: 0; Electrical Energy Use per square foot 2009: 0; Electrical Energy Use per square foot 2010: 0; Electrical Energy Use per square foot 2011: 0; Electrical Energy Use per square foot 2012: 0; Electrical Energy Use per square foot 2013: 0; Electrical Energy Use per square foot 2014: 0; Electrical Energy Use per square foot 2015: 0; Electrical Energy Use per square foot 2016: 0; Electrical Energy Use per square foot 2017: 0
857 | Dairy Experimental Round Barns | 14996 | [15 empty] | Electrical Energy Use per square foot 2008: 0; Electrical Energy Use per square foot 2009: 0; Electrical Energy Use per square foot 2010: 0; Electrical Energy Use per square foot 2011: 0; Electrical Energy Use per square foot 2012: 0; Electrical Energy Use per square foot 2013: 0; Electrical Energy Use per square foot 2014: 0; Electrical Energy Use per square foot 2015: 0; Electrical Energy Use per square foot 2016: 0; Electrical Energy Use per square foot 2017: 0
855 | Dairy Experimental Round Barns | 11336 | [15 empty] | Electrical Energy Use per square foot 2008: 0; Electrical Energy Use per square foot 2009: 0; Electrical Energy Use per square foot 2010: 0; Electrical Energy Use per square foot 2011: 0; Electrical Energy Use per square foot 2012: 0; Electrical Energy Use per square foot 2013: 0; Electrical Energy Use per square foot 2014: 0; Electrical Energy Use per square foot 2015: 0; Electrical Energy Use per square foot 2016: 0; Electrical Energy Use per square foot 2017: 0
1088 | Dairy Free Stall Barn | 7800 | [15 empty] | Electrical Energy Use per square foot 2008: 0; Electrical Energy Use per square foot 2009: 0; Electrical Energy Use per square foot 2010: 0; Electrical Energy Use per square foot 2011: 0; Electrical Energy Use per square foot 2012: 0; Electrical Energy Use per square foot 2013: 0; Electrical Energy Use per square foot 2014: 0; Electrical Energy Use per square foot 2015: 0; Electrical Energy Use per square foot 2016: 0; Electrical Energy Use per square foot 2017: 0
939 | Dairy Free Stall Barn-LAD | 1920 | [15 empty] | Electrical Energy Use per square foot 2008: 0; Electrical Energy Use per square foot 2009: 0; Electrical Energy Use per square foot 2010: 0; Electrical Energy Use per square foot 2011: 0; Electrical Energy Use per square foot 2012: 0; Electrical Energy Use per square foot 2013: 0; Electrical Energy Use per square foot 2014: 0; Electrical Energy Use per square foot 2015: 0; Electrical Energy Use per square foot 2016: 0; Electrical Energy Use per square foot 2017: 0
932 | Dairy Herdsman's Office-LAD | 800 | [15 empty] | Electrical Energy Use per square foot 2008: 0; Electrical Energy Use per square foot 2009: 0; Electrical Energy Use per square foot 2010: 0; Electrical Energy Use per square foot 2011: 0; Electrical Energy Use per square foot 2012: 0; Electrical Energy Use per square foot 2013: 0; Electrical Energy Use per square foot 2014: 0; Electrical Energy Use per square foot 2015: 0; Electrical Energy Use per square foot 2016: 0; Electrical Energy Use per square foot 2017: 0
872 | Dog Metabolism Unit | 1218 | [15 empty] | Electrical Energy Use per square foot 2008: 0; Electrical Energy Use per square foot 2009: 0; Electrical Energy Use per square foot 2010: 0; Electrical Energy Use per square foot 2011: 0; Electrical Energy Use per square foot 2012: 0; Electrical Energy Use per square foot 2013: 0; Electrical Energy Use per square foot 2014: 0; Electrical Energy Use per square foot 2015: 0; Electrical Energy Use per square foot 2016: 0; Electrical Energy Use per square foot 2017: 0
953 | Downes Annex | 721 | [15 empty] | Electrical Energy Use per square foot 2008: 0; Electrical Energy Use per square foot 2009: 0; Electrical Energy Use per square foot 2010: 0; Electrical Energy Use per square foot 2011: 0; Electrical Energy Use per square foot 2012: 0; Electrical Energy Use per square foot 2013: 0; Electrical Energy Use per square foot 2014: 0; Electrical Energy Use per square foot 2015: 0; Electrical Energy Use per square foot 2016: 0; Electrical Energy Use per square foot 2017: 0
302 | Driver Training Site Storage Bldg | 614 | [15 empty] | Electrical Energy Use per square foot 2008: 0; Electrical Energy Use per square foot 2009: 0; Electrical Energy Use per square foot 2010: 0; Electrical Energy Use per square foot 2011: 0; Electrical Energy Use per square foot 2012: 0; Electrical Energy Use per square foot 2013: 0; Electrical Energy Use per square foot 2014: 0; Electrical Energy Use per square foot 2015: 0; Electrical Energy Use per square foot 2016: 0; Electrical Energy Use per square foot 2017: 0
996 | Dry Cow Free - Stall Barn | 1600 | [15 empty] | Electrical Energy Use per square foot 2008: 0; Electrical Energy Use per square foot 2009: 0; Electrical Energy Use per square foot 2010: 0; Electrical Energy Use per square foot 2011: 0; Electrical Energy Use per square foot 2012: 0; Electrical Energy Use per square foot 2013: 0; Electrical Energy Use per square foot 2014: 0; Electrical Energy Use per square foot 2015: 0; Electrical Energy Use per square foot 2016: 0; Electrical Energy Use per square foot 2017: 0
1270 | Eichelberger Field - Locker Room | 3512 |  | 250 |  |  | 98.4168 | 12.6624 | 16490.0352 |  |  | Flat roof; Softball locker room | [5 empty] | Electrical Energy Use per square foot 2008: 0; Electrical Energy Use per square foot 2009: 0; Electrical Energy Use per square foot 2010: 0; Electrical Energy Use per square foot 2011: 0; Electrical Energy Use per square foot 2012: 0; Electrical Energy Use per square foot 2013: 0; Electrical Energy Use per square foot 2014: 0; Electrical Energy Use per square foot 2015: 0; Electrical Energy Use per square foot 2016: 0; Electrical Energy Use per square foot 2017: 0
1020 | Electrical Eng Stor Bldg | 2560 | [15 empty] | Electrical Energy Use per square foot 2008: 0; Electrical Energy Use per square foot 2009: 0; Electrical Energy Use per square foot 2010: 0; Electrical Energy Use per square foot 2011: 0; Electrical Energy Use per square foot 2012: 0; Electrical Energy Use per square foot 2013: 0; Electrical Energy Use per square foot 2014: 0; Electrical Energy Use per square foot 2015: 0; Electrical Energy Use per square foot 2016: 0; Electrical Energy Use per square foot 2017: 0
513 | Engineering Annex | 3168 | [15 empty] | Electrical Energy Use per square foot 2008: 0; Electrical Energy Use per square foot 2009: 0; Electrical Energy Use per square foot 2010: 0; Electrical Energy Use per square foot 2011: 0; Electrical Energy Use per square foot 2012: 0; Electrical Energy Use per square foot 2013: 0; Electrical Energy Use per square foot 2014: 0; Electrical Energy Use per square foot 2015: 0; Electrical Energy Use per square foot 2016: 0; Electrical Energy Use per square foot 2017: 0
162 | Engineering Senior Design Lab | 2368 | [15 empty] | Electrical Energy Use per square foot 2008: 0; Electrical Energy Use per square foot 2009: 0; Electrical Energy Use per square foot 2010: 0; Electrical Energy Use per square foot 2011: 0; Electrical Energy Use per square foot 2012: 0; Electrical Energy Use per square foot 2013: 0; Electrical Energy Use per square foot 2014: 0; Electrical Energy Use per square foot 2015: 0; Electrical Energy Use per square foot 2016: 0; Electrical Energy Use per square foot 2017: 0
319 | Engineering Senior Design Lab Annex | 1320 | [15 empty] | Electrical Energy Use per square foot 2008: 0; Electrical Energy Use per square foot 2009: 0; Electrical Energy Use per square foot 2010: 0; Electrical Energy Use per square foot 2011: 0; Electrical Energy Use per square foot 2012: 0; Electrical Energy Use per square foot 2013: 0; Electrical Energy Use per square foot 2014: 0; Electrical Energy Use per square foot 2015: 0; Electrical Energy Use per square foot 2016: 0; Electrical Energy Use per square foot 2017: 0
1018 | Engineering Warehouse Stor B | 9120 |  | 1200 |  |  | 472.4005 | 60.7793 | 79152.1691 |  |  | South facing angled roof; three buildings in the south farms not named | [5 empty] | Electrical Energy Use per square foot 2008: 0; Electrical Energy Use per square foot 2009: 0; Electrical Energy Use per square foot 2010: 0; Electrical Energy Use per square foot 2011: 0; Electrical Energy Use per square foot 2012: 0; Electrical Energy Use per square foot 2013: 0; Electrical Energy Use per square foot 2014: 0; Electrical Energy Use per square foot 2015: 0; Electrical Energy Use per square foot 2016: 0; Electrical Energy Use per square foot 2017: 0
1018 | Engineering Warehouse Stor B | 9120 | [15 empty] | Electrical Energy Use per square foot 2008: 0; Electrical Energy Use per square foot 2009: 0; Electrical Energy Use per square foot 2010: 0; Electrical Energy Use per square foot 2011: 0; Electrical Energy Use per square foot 2012: 0; Electrical Energy Use per square foot 2013: 0; Electrical Energy Use per square foot 2014: 0; Electrical Energy Use per square foot 2015: 0; Electrical Energy Use per square foot 2016: 0; Electrical Energy Use per square foot 2017: 0
1019 | Engineering Warehouse Stor C | 9120 | [15 empty] | Electrical Energy Use per square foot 2008: 0; Electrical Energy Use per square foot 2009: 0; Electrical Energy Use per square foot 2010: 0; Electrical Energy Use per square foot 2011: 0; Electrical Energy Use per square foot 2012: 0; Electrical Energy Use per square foot 2013: 0; Electrical Energy Use per square foot 2014: 0; Electrical Energy Use per square foot 2015: 0; Electrical Energy Use per square foot 2016: 0; Electrical Energy Use per square foot 2017: 0
107 | Environmental Research Annex | 1903 | [15 empty] | Electrical Energy Use per square foot 2008: 0; Electrical Energy Use per square foot 2009: 0; Electrical Energy Use per square foot 2010: 0; Electrical Energy Use per square foot 2011: 0; Electrical Energy Use per square foot 2012: 0; Electrical Energy Use per square foot 2013: 0; Electrical Energy Use per square foot 2014: 0; Electrical Energy Use per square foot 2015: 0; Electrical Energy Use per square foot 2016: 0; Electrical Energy Use per square foot 2017: 0
836 | Equine Research Barn | 3478 | [15 empty] | Electrical Energy Use per square foot 2008: 0; Electrical Energy Use per square foot 2009: 0; Electrical Energy Use per square foot 2010: 0; Electrical Energy Use per square foot 2011: 0; Electrical Energy Use per square foot 2012: 0; Electrical Energy Use per square foot 2013: 0; Electrical Energy Use per square foot 2014: 0; Electrical Energy Use per square foot 2015: 0; Electrical Energy Use per square foot 2016: 0; Electrical Energy Use per square foot 2017: 0
332 | Erlinger House | 1937 | [15 empty] | Electrical Energy Use per square foot 2008: 0; Electrical Energy Use per square foot 2009: 0; Electrical Energy Use per square foot 2010: 0; Electrical Energy Use per square foot 2011: 0; Electrical Energy Use per square foot 2012: 0; Electrical Energy Use per square foot 2013: 0; Electrical Energy Use per square foot 2014: 0; Electrical Energy Use per square foot 2015: 0; Electrical Energy Use per square foot 2016: 0; Electrical Energy Use per square foot 2017: 0
115 | Evans Hall | 53352 | [15 empty] | Electrical Energy Use per square foot 2008: 0; Electrical Energy Use per square foot 2009: 0; Electrical Energy Use per square foot 2010: 0; Electrical Energy Use per square foot 2011: 0; Electrical Energy Use per square foot 2012: 0; Electrical Energy Use per square foot 2013: 0; Electrical Energy Use per square foot 2014: 0; Electrical Energy Use per square foot 2015: 0; Electrical Energy Use per square foot 2016: 0; Electrical Energy Use per square foot 2017: 0
812 | Feed Mixing and Sheep Barn | 3580 | [15 empty] | Electrical Energy Use per square foot 2008: 0; Electrical Energy Use per square foot 2009: 0; Electrical Energy Use per square foot 2010: 0; Electrical Energy Use per square foot 2011: 0; Electrical Energy Use per square foot 2012: 0; Electrical Energy Use per square foot 2013: 0; Electrical Energy Use per square foot 2014: 0; Electrical Energy Use per square foot 2015: 0; Electrical Energy Use per square foot 2016: 0; Electrical Energy Use per square foot 2017: 0
823 | Feed Mixing Shed | 308 | [15 empty] | Electrical Energy Use per square foot 2008: 0; Electrical Energy Use per square foot 2009: 0; Electrical Energy Use per square foot 2010: 0; Electrical Energy Use per square foot 2011: 0; Electrical Energy Use per square foot 2012: 0; Electrical Energy Use per square foot 2013: 0; Electrical Energy Use per square foot 2014: 0; Electrical Energy Use per square foot 2015: 0; Electrical Energy Use per square foot 2016: 0; Electrical Energy Use per square foot 2017: 0
38 | Fire Station | 7502 | [15 empty] | Electrical Energy Use per square foot 2008: 0; Electrical Energy Use per square foot 2009: 0; Electrical Energy Use per square foot 2010: 0; Electrical Energy Use per square foot 2011: 0; Electrical Energy Use per square foot 2012: 0; Electrical Energy Use per square foot 2013: 0; Electrical Energy Use per square foot 2014: 0; Electrical Energy Use per square foot 2015: 0; Electrical Energy Use per square foot 2016: 0; Electrical Energy Use per square foot 2017: 0
674 | Flightstar Administration Building | 8706 | [15 empty] | Electrical Energy Use per square foot 2008: 0; Electrical Energy Use per square foot 2009: 0; Electrical Energy Use per square foot 2010: 0; Electrical Energy Use per square foot 2011: 0; Electrical Energy Use per square foot 2012: 0; Electrical Energy Use per square foot 2013: 0; Electrical Energy Use per square foot 2014: 0; Electrical Energy Use per square foot 2015: 0; Electrical Energy Use per square foot 2016: 0; Electrical Energy Use per square foot 2017: 0
879 | Food Stor Shed-Hort Field Lab | 400 | [15 empty] | Electrical Energy Use per square foot 2008: 0; Electrical Energy Use per square foot 2009: 0; Electrical Energy Use per square foot 2010: 0; Electrical Energy Use per square foot 2011: 0; Electrical Energy Use per square foot 2012: 0; Electrical Energy Use per square foot 2013: 0; Electrical Energy Use per square foot 2014: 0; Electrical Energy Use per square foot 2015: 0; Electrical Energy Use per square foot 2016: 0; Electrical Energy Use per square foot 2017: 0
948 | Forest Science Garage - S Race St | 283 | [15 empty] | Electrical Energy Use per square foot 2008: 0; Electrical Energy Use per square foot 2009: 0; Electrical Energy Use per square foot 2010: 0; Electrical Energy Use per square foot 2011: 0; Electrical Energy Use per square foot 2012: 0; Electrical Energy Use per square foot 2013: 0; Electrical Energy Use per square foot 2014: 0; Electrical Energy Use per square foot 2015: 0; Electrical Energy Use per square foot 2016: 0; Electrical Energy Use per square foot 2017: 0
972 | Free Stall Barn-Lincoln Ave Dairy | 2104 | [15 empty] | Electrical Energy Use per square foot 2008: 0; Electrical Energy Use per square foot 2009: 0; Electrical Energy Use per square foot 2010: 0; Electrical Energy Use per square foot 2011: 0; Electrical Energy Use per square foot 2012: 0; Electrical Energy Use per square foot 2013: 0; Electrical Energy Use per square foot 2014: 0; Electrical Energy Use per square foot 2015: 0; Electrical Energy Use per square foot 2016: 0; Electrical Energy Use per square foot 2017: 0
999 | Free Stall Pole Building - LAD | 3952 | [15 empty] | Electrical Energy Use per square foot 2008: 0; Electrical Energy Use per square foot 2009: 0; Electrical Energy Use per square foot 2010: 0; Electrical Energy Use per square foot 2011: 0; Electrical Energy Use per square foot 2012: 0; Electrical Energy Use per square foot 2013: 0; Electrical Energy Use per square foot 2014: 0; Electrical Energy Use per square foot 2015: 0; Electrical Energy Use per square foot 2016: 0; Electrical Energy Use per square foot 2017: 0
977 | Fruit Building - Pell Farm | 2420 | [15 empty] | Electrical Energy Use per square foot 2008: 0; Electrical Energy Use per square foot 2009: 0; Electrical Energy Use per square foot 2010: 0; Electrical Energy Use per square foot 2011: 0; Electrical Energy Use per square foot 2012: 0; Electrical Energy Use per square foot 2013: 0; Electrical Energy Use per square foot 2014: 0; Electrical Energy Use per square foot 2015: 0; Electrical Energy Use per square foot 2016: 0; Electrical Energy Use per square foot 2017: 0
1171 | FSI - Hazmat Storage Building | 2099 | [15 empty] | Electrical Energy Use per square foot 2008: 0; Electrical Energy Use per square foot 2009: 0; Electrical Energy Use per square foot 2010: 0; Electrical Energy Use per square foot 2011: 0; Electrical Energy Use per square foot 2012: 0; Electrical Energy Use per square foot 2013: 0; Electrical Energy Use per square foot 2014: 0; Electrical Energy Use per square foot 2015: 0; Electrical Energy Use per square foot 2016: 0; Electrical Energy Use per square foot 2017: 0
1172 | FSI - Storage Building | 3840 | [15 empty] | Electrical Energy Use per square foot 2008: 0; Electrical Energy Use per square foot 2009: 0; Electrical Energy Use per square foot 2010: 0; Electrical Energy Use per square foot 2011: 0; Electrical Energy Use per square foot 2012: 0; Electrical Energy Use per square foot 2013: 0; Electrical Energy Use per square foot 2014: 0; Electrical Energy Use per square foot 2015: 0; Electrical Energy Use per square foot 2016: 0; Electrical Energy Use per square foot 2017: 0
940 | Garage | 499 | [15 empty] | Electrical Energy Use per square foot 2008: 0; Electrical Energy Use per square foot 2009: 0; Electrical Energy Use per square foot 2010: 0; Electrical Energy Use per square foot 2011: 0; Electrical Energy Use per square foot 2012: 0; Electrical Energy Use per square foot 2013: 0; Electrical Energy Use per square foot 2014: 0; Electrical Energy Use per square foot 2015: 0; Electrical Energy Use per square foot 2016: 0; Electrical Energy Use per square foot 2017: 0
822 | Garage | 291 | [15 empty] | Electrical Energy Use per square foot 2008: 0; Electrical Energy Use per square foot 2009: 0; Electrical Energy Use per square foot 2010: 0; Electrical Energy Use per square foot 2011: 0; Electrical Energy Use per square foot 2012: 0; Electrical Energy Use per square foot 2013: 0; Electrical Energy Use per square foot 2014: 0; Electrical Energy Use per square foot 2015: 0; Electrical Energy Use per square foot 2016: 0; Electrical Energy Use per square foot 2017: 0
878 | Garage - Horticulture Field Lab | 220 | [15 empty] | Electrical Energy Use per square foot 2008: 0; Electrical Energy Use per square foot 2009: 0; Electrical Energy Use per square foot 2010: 0; Electrical Energy Use per square foot 2011: 0; Electrical Energy Use per square foot 2012: 0; Electrical Energy Use per square foot 2013: 0; Electrical Energy Use per square foot 2014: 0; Electrical Energy Use per square foot 2015: 0; Electrical Energy Use per square foot 2016: 0; Electrical Energy Use per square foot 2017: 0
976 | Garage - Pell Farm | 590 | [15 empty] | Electrical Energy Use per square foot 2008: 0; Electrical Energy Use per square foot 2009: 0; Electrical Energy Use per square foot 2010: 0; Electrical Energy Use per square foot 2011: 0; Electrical Energy Use per square foot 2012: 0; Electrical Energy Use per square foot 2013: 0; Electrical Energy Use per square foot 2014: 0; Electrical Energy Use per square foot 2015: 0; Electrical Energy Use per square foot 2016: 0; Electrical Energy Use per square foot 2017: 0
942 | Garage-Sheep Farm | 851 | [15 empty] | Electrical Energy Use per square foot 2008: 0; Electrical Energy Use per square foot 2009: 0; Electrical Energy Use per square foot 2010: 0; Electrical Energy Use per square foot 2011: 0; Electrical Energy Use per square foot 2012: 0; Electrical Energy Use per square foot 2013: 0; Electrical Energy Use per square foot 2014: 0; Electrical Energy Use per square foot 2015: 0; Electrical Energy Use per square foot 2016: 0; Electrical Energy Use per square foot 2017: 0
82 | Garner Hall | 83337 | [15 empty] | Electrical Energy Use per square foot 2008: 0; Electrical Energy Use per square foot 2009: 0; Electrical Energy Use per square foot 2010: 0; Electrical Energy Use per square foot 2011: 0; Electrical Energy Use per square foot 2012: 0; Electrical Energy Use per square foot 2013: 0; Electrical Energy Use per square foot 2014: 0; Electrical Energy Use per square foot 2015: 0; Electrical Energy Use per square foot 2016: 0; Electrical Energy Use per square foot 2017: 0
960 | Geophysical Observatory-Hse Grein Fm | 1336 | [15 empty] | Electrical Energy Use per square foot 2008: 0; Electrical Energy Use per square foot 2009: 0; Electrical Energy Use per square foot 2010: 0; Electrical Energy Use per square foot 2011: 0; Electrical Energy Use per square foot 2012: 0; Electrical Energy Use per square foot 2013: 0; Electrical Energy Use per square foot 2014: 0; Electrical Energy Use per square foot 2015: 0; Electrical Energy Use per square foot 2016: 0; Electrical Energy Use per square foot 2017: 0
549 | Getz Hall - Phillips Tract | 768 | [15 empty] | Electrical Energy Use per square foot 2008: 0; Electrical Energy Use per square foot 2009: 0; Electrical Energy Use per square foot 2010: 0; Electrical Energy Use per square foot 2011: 0; Electrical Energy Use per square foot 2012: 0; Electrical Energy Use per square foot 2013: 0; Electrical Energy Use per square foot 2014: 0; Electrical Energy Use per square foot 2015: 0; Electrical Energy Use per square foot 2016: 0; Electrical Energy Use per square foot 2017: 0
923 | Goat Barn-Lincoln Ave Dairy | 1650 | [15 empty] | Electrical Energy Use per square foot 2008: 0; Electrical Energy Use per square foot 2009: 0; Electrical Energy Use per square foot 2010: 0; Electrical Energy Use per square foot 2011: 0; Electrical Energy Use per square foot 2012: 0; Electrical Energy Use per square foot 2013: 0; Electrical Energy Use per square foot 2014: 0; Electrical Energy Use per square foot 2015: 0; Electrical Energy Use per square foot 2016: 0; Electrical Energy Use per square foot 2017: 0
387 | Golf Course Cart Storage | 2160 | [15 empty] | Electrical Energy Use per square foot 2008: 0; Electrical Energy Use per square foot 2009: 0; Electrical Energy Use per square foot 2010: 0; Electrical Energy Use per square foot 2011: 0; Electrical Energy Use per square foot 2012: 0; Electrical Energy Use per square foot 2013: 0; Electrical Energy Use per square foot 2014: 0; Electrical Energy Use per square foot 2015: 0; Electrical Energy Use per square foot 2016: 0; Electrical Energy Use per square foot 2017: 0
388 | Golf Course Cart Storage | 1920 | [15 empty] | Electrical Energy Use per square foot 2008: 0; Electrical Energy Use per square foot 2009: 0; Electrical Energy Use per square foot 2010: 0; Electrical Energy Use per square foot 2011: 0; Electrical Energy Use per square foot 2012: 0; Electrical Energy Use per square foot 2013: 0; Electrical Energy Use per square foot 2014: 0; Electrical Energy Use per square foot 2015: 0; Electrical Energy Use per square foot 2016: 0; Electrical Energy Use per square foot 2017: 0
385 | Golf Course Driving Range Building | 240 | [15 empty] | Electrical Energy Use per square foot 2008: 0; Electrical Energy Use per square foot 2009: 0; Electrical Energy Use per square foot 2010: 0; Electrical Energy Use per square foot 2011: 0; Electrical Energy Use per square foot 2012: 0; Electrical Energy Use per square foot 2013: 0; Electrical Energy Use per square foot 2014: 0; Electrical Energy Use per square foot 2015: 0; Electrical Energy Use per square foot 2016: 0; Electrical Energy Use per square foot 2017: 0
386 | Golf Course Maintenance Building | 3000 | [15 empty] | Electrical Energy Use per square foot 2008: 0; Electrical Energy Use per square foot 2009: 0; Electrical Energy Use per square foot 2010: 0; Electrical Energy Use per square foot 2011: 0; Electrical Energy Use per square foot 2012: 0; Electrical Energy Use per square foot 2013: 0; Electrical Energy Use per square foot 2014: 0; Electrical Energy Use per square foot 2015: 0; Electrical Energy Use per square foot 2016: 0; Electrical Energy Use per square foot 2017: 0
389 | Golf Course Pro Shop | 9387 | [15 empty] | Electrical Energy Use per square foot 2008: 0; Electrical Energy Use per square foot 2009: 0; Electrical Energy Use per square foot 2010: 0; Electrical Energy Use per square foot 2011: 0; Electrical Energy Use per square foot 2012: 0; Electrical Energy Use per square foot 2013: 0; Electrical Energy Use per square foot 2014: 0; Electrical Energy Use per square foot 2015: 0; Electrical Energy Use per square foot 2016: 0; Electrical Energy Use per square foot 2017: 0
392 | Golf Course Superintendent Home | 2273 | [15 empty] | Electrical Energy Use per square foot 2008: 0; Electrical Energy Use per square foot 2009: 0; Electrical Energy Use per square foot 2010: 0; Electrical Energy Use per square foot 2011: 0; Electrical Energy Use per square foot 2012: 0; Electrical Energy Use per square foot 2013: 0; Electrical Energy Use per square foot 2014: 0; Electrical Energy Use per square foot 2015: 0; Electrical Energy Use per square foot 2016: 0; Electrical Energy Use per square foot 2017: 0
852 | Grain Drying Building - Agronomy | 548 | [15 empty] | Electrical Energy Use per square foot 2008: 0; Electrical Energy Use per square foot 2009: 0; Electrical Energy Use per square foot 2010: 0; Electrical Energy Use per square foot 2011: 0; Electrical Energy Use per square foot 2012: 0; Electrical Energy Use per square foot 2013: 0; Electrical Energy Use per square foot 2014: 0; Electrical Energy Use per square foot 2015: 0; Electrical Energy Use per square foot 2016: 0; Electrical Energy Use per square foot 2017: 0
85 | Gregory Food Service Building | 71933 | [15 empty] | -- | -- | -- | 13 | 30 | 18 | -- | -- | -- | -- | #VALUE! | #VALUE! | #VALUE! | 0.00018072 | 0.00041705 | 0.00025023 | #VALUE! | #VALUE! | #VALUE! | #VALUE!
989 | Grein Farm - E E Storage Shed | 800 | [15 empty] | Electrical Energy Use per square foot 2008: 0; Electrical Energy Use per square foot 2009: 0; Electrical Energy Use per square foot 2010: 0; Electrical Energy Use per square foot 2011: 0; Electrical Energy Use per square foot 2012: 0; Electrical Energy Use per square foot 2013: 0; Electrical Energy Use per square foot 2014: 0; Electrical Energy Use per square foot 2015: 0; Electrical Energy Use per square foot 2016: 0; Electrical Energy Use per square foot 2017: 0
987 | Grein Farm - Storage Shed 1 | 1248 | [15 empty] | Electrical Energy Use per square foot 2008: 0; Electrical Energy Use per square foot 2009: 0; Electrical Energy Use per square foot 2010: 0; Electrical Energy Use per square foot 2011: 0; Electrical Energy Use per square foot 2012: 0; Electrical Energy Use per square foot 2013: 0; Electrical Energy Use per square foot 2014: 0; Electrical Energy Use per square foot 2015: 0; Electrical Energy Use per square foot 2016: 0; Electrical Energy Use per square foot 2017: 0
988 | Grein Farm - Storage Shed 2 | 720 | [15 empty] | Electrical Energy Use per square foot 2008: 0; Electrical Energy Use per square foot 2009: 0; Electrical Energy Use per square foot 2010: 0; Electrical Energy Use per square foot 2011: 0; Electrical Energy Use per square foot 2012: 0; Electrical Energy Use per square foot 2013: 0; Electrical Energy Use per square foot 2014: 0; Electrical Energy Use per square foot 2015: 0; Electrical Energy Use per square foot 2016: 0; Electrical Energy Use per square foot 2017: 0
5 | Gym Annex | 28078 | [15 empty] | Electrical Energy Use per square foot 2008: 0; Electrical Energy Use per square foot 2009: 0; Electrical Energy Use per square foot 2010: 0; Electrical Energy Use per square foot 2011: 0; Electrical Energy Use per square foot 2012: 0; Electrical Energy Use per square foot 2013: 0; Electrical Energy Use per square foot 2014: 0; Electrical Energy Use per square foot 2015: 0; Electrical Energy Use per square foot 2016: 0; Electrical Energy Use per square foot 2017: 0
661 | Hangar #1 | 51811 | [15 empty] | Electrical Energy Use per square foot 2008: 0; Electrical Energy Use per square foot 2009: 0; Electrical Energy Use per square foot 2010: 0; Electrical Energy Use per square foot 2011: 0; Electrical Energy Use per square foot 2012: 0; Electrical Energy Use per square foot 2013: 0; Electrical Energy Use per square foot 2014: 0; Electrical Energy Use per square foot 2015: 0; Electrical Energy Use per square foot 2016: 0; Electrical Energy Use per square foot 2017: 0
658 | Hangar #4 | 5304 | [15 empty] | Electrical Energy Use per square foot 2008: 0; Electrical Energy Use per square foot 2009: 0; Electrical Energy Use per square foot 2010: 0; Electrical Energy Use per square foot 2011: 0; Electrical Energy Use per square foot 2012: 0; Electrical Energy Use per square foot 2013: 0; Electrical Energy Use per square foot 2014: 0; Electrical Energy Use per square foot 2015: 0; Electrical Energy Use per square foot 2016: 0; Electrical Energy Use per square foot 2017: 0
682 | Hangar #5 | 7806 | [15 empty] | Electrical Energy Use per square foot 2008: 0; Electrical Energy Use per square foot 2009: 0; Electrical Energy Use per square foot 2010: 0; Electrical Energy Use per square foot 2011: 0; Electrical Energy Use per square foot 2012: 0; Electrical Energy Use per square foot 2013: 0; Electrical Energy Use per square foot 2014: 0; Electrical Energy Use per square foot 2015: 0; Electrical Energy Use per square foot 2016: 0; Electrical Energy Use per square foot 2017: 0
685 | Hangar #7 | 11868 | [15 empty] | Electrical Energy Use per square foot 2008: 0; Electrical Energy Use per square foot 2009: 0; Electrical Energy Use per square foot 2010: 0; Electrical Energy Use per square foot 2011: 0; Electrical Energy Use per square foot 2012: 0; Electrical Energy Use per square foot 2013: 0; Electrical Energy Use per square foot 2014: 0; Electrical Energy Use per square foot 2015: 0; Electrical Energy Use per square foot 2016: 0; Electrical Energy Use per square foot 2017: 0
997 | Heifer Shed - Lincoln Avenue Dairy | 1920 | [15 empty] | Electrical Energy Use per square foot 2008: 0; Electrical Energy Use per square foot 2009: 0; Electrical Energy Use per square foot 2010: 0; Electrical Energy Use per square foot 2011: 0; Electrical Energy Use per square foot 2012: 0; Electrical Energy Use per square foot 2013: 0; Electrical Energy Use per square foot 2014: 0; Electrical Energy Use per square foot 2015: 0; Electrical Energy Use per square foot 2016: 0; Electrical Energy Use per square foot 2017: 0
818 | Hog and Cattle Weighing Shed | 605 | [15 empty] | Electrical Energy Use per square foot 2008: 0; Electrical Energy Use per square foot 2009: 0; Electrical Energy Use per square foot 2010: 0; Electrical Energy Use per square foot 2011: 0; Electrical Energy Use per square foot 2012: 0; Electrical Energy Use per square foot 2013: 0; Electrical Energy Use per square foot 2014: 0; Electrical Energy Use per square foot 2015: 0; Electrical Energy Use per square foot 2016: 0; Electrical Energy Use per square foot 2017: 0
1060 | Horse Receiving Barn | 3744 | [15 empty] | Electrical Energy Use per square foot 2008: 0; Electrical Energy Use per square foot 2009: 0; Electrical Energy Use per square foot 2010: 0; Electrical Energy Use per square foot 2011: 0; Electrical Energy Use per square foot 2012: 0; Electrical Energy Use per square foot 2013: 0; Electrical Energy Use per square foot 2014: 0; Electrical Energy Use per square foot 2015: 0; Electrical Energy Use per square foot 2016: 0; Electrical Energy Use per square foot 2017: 0
202 | Horticulture Field Lab Steel Building | 7574 | [15 empty] | Electrical Energy Use per square foot 2008: 0; Electrical Energy Use per square foot 2009: 0; Electrical Energy Use per square foot 2010: 0; Electrical Energy Use per square foot 2011: 0; Electrical Energy Use per square foot 2012: 0; Electrical Energy Use per square foot 2013: 0; Electrical Energy Use per square foot 2014: 0; Electrical Energy Use per square foot 2015: 0; Electrical Energy Use per square foot 2016: 0; Electrical Energy Use per square foot 2017: 0
252 | Housing Warehouse | 14598 | [15 empty] | Electrical Energy Use per square foot 2008: 0; Electrical Energy Use per square foot 2009: 0; Electrical Energy Use per square foot 2010: 0; Electrical Energy Use per square foot 2011: 0; Electrical Energy Use per square foot 2012: 0; Electrical Energy Use per square foot 2013: 0; Electrical Energy Use per square foot 2014: 0; Electrical Energy Use per square foot 2015: 0; Electrical Energy Use per square foot 2016: 0; Electrical Energy Use per square foot 2017: 0
185 | HP Gas Regulating & Reducing Sta | 182 | [15 empty] | Electrical Energy Use per square foot 2008: 0; Electrical Energy Use per square foot 2009: 0; Electrical Energy Use per square foot 2010: 0; Electrical Energy Use per square foot 2011: 0; Electrical Energy Use per square foot 2012: 0; Electrical Energy Use per square foot 2013: 0; Electrical Energy Use per square foot 2014: 0; Electrical Energy Use per square foot 2015: 0; Electrical Energy Use per square foot 2016: 0; Electrical Energy Use per square foot 2017: 0
651 | Human Factors Division | 2101 | [15 empty] | Electrical Energy Use per square foot 2008: 0; Electrical Energy Use per square foot 2009: 0; Electrical Energy Use per square foot 2010: 0; Electrical Energy Use per square foot 2011: 0; Electrical Energy Use per square foot 2012: 0; Electrical Energy Use per square foot 2013: 0; Electrical Energy Use per square foot 2014: 0; Electrical Energy Use per square foot 2015: 0; Electrical Energy Use per square foot 2016: 0; Electrical Energy Use per square foot 2017: 0
204 | Hydrogen Liqefier Building | 3601 | [15 empty] | Electrical Energy Use per square foot 2008: 0; Electrical Energy Use per square foot 2009: 0; Electrical Energy Use per square foot 2010: 0; Electrical Energy Use per square foot 2011: 0; Electrical Energy Use per square foot 2012: 0; Electrical Energy Use per square foot 2013: 0; Electrical Energy Use per square foot 2014: 0; Electrical Energy Use per square foot 2015: 0; Electrical Energy Use per square foot 2016: 0; Electrical Energy Use per square foot 2017: 0
179 | Illini Grove, Seward Staley | 892 | [15 empty] | Electrical Energy Use per square foot 2008: 0; Electrical Energy Use per square foot 2009: 0; Electrical Energy Use per square foot 2010: 0; Electrical Energy Use per square foot 2011: 0; Electrical Energy Use per square foot 2012: 0; Electrical Energy Use per square foot 2013: 0; Electrical Energy Use per square foot 2014: 0; Electrical Energy Use per square foot 2015: 0; Electrical Energy Use per square foot 2016: 0; Electrical Energy Use per square foot 2017: 0
1038 | Illini Union Warehouse | 22177 | [15 empty] | Electrical Energy Use per square foot 2008: 0; Electrical Energy Use per square foot 2009: 0; Electrical Energy Use per square foot 2010: 0; Electrical Energy Use per square foot 2011: 0; Electrical Energy Use per square foot 2012: 0; Electrical Energy Use per square foot 2013: 0; Electrical Energy Use per square foot 2014: 0; Electrical Energy Use per square foot 2015: 0; Electrical Energy Use per square foot 2016: 0; Electrical Energy Use per square foot 2017: 0
1079 | Illini Union Warehouse #2 | 21583 | [15 empty] | Electrical Energy Use per square foot 2008: 0; Electrical Energy Use per square foot 2009: 0; Electrical Energy Use per square foot 2010: 0; Electrical Energy Use per square foot 2011: 0; Electrical Energy Use per square foot 2012: 0; Electrical Energy Use per square foot 2013: 0; Electrical Energy Use per square foot 2014: 0; Electrical Energy Use per square foot 2015: 0; Electrical Energy Use per square foot 2016: 0; Electrical Energy Use per square foot 2017: 0
1284 | Illinois Field - Locker Room | - |  | 400 |  |  | 157.4668 | 20.2598 | 26384.0564 |  |  | Flat roof; baseball locker room | [5 empty] | Electrical Energy Use per square foot 2008: #VALUE!; Electrical Energy Use per square foot 2009: #VALUE!; Electrical Energy Use per square foot 2010: #VALUE!; Electrical Energy Use per square foot 2011: #VALUE!; Electrical Energy Use per square foot 2012: #VALUE!; Electrical Energy Use per square foot 2013: #VALUE!; Electrical Energy Use per square foot 2014: #VALUE!; Electrical Energy Use per square foot 2015: #VALUE!; Electrical Energy Use per square foot 2016: #VALUE!; Electrical Energy Use per square foot 2017: #VALUE!
947 | Implement Shed | 1050 | [15 empty] | Electrical Energy Use per square foot 2008: 0; Electrical Energy Use per square foot 2009: 0; Electrical Energy Use per square foot 2010: 0; Electrical Energy Use per square foot 2011: 0; Electrical Energy Use per square foot 2012: 0; Electrical Energy Use per square foot 2013: 0; Electrical Energy Use per square foot 2014: 0; Electrical Energy Use per square foot 2015: 0; Electrical Energy Use per square foot 2016: 0; Electrical Energy Use per square foot 2017: 0
841 | Implement Shed West of Seedhouse | 2575 | [15 empty] | Electrical Energy Use per square foot 2008: 0; Electrical Energy Use per square foot 2009: 0; Electrical Energy Use per square foot 2010: 0; Electrical Energy Use per square foot 2011: 0; Electrical Energy Use per square foot 2012: 0; Electrical Energy Use per square foot 2013: 0; Electrical Energy Use per square foot 2014: 0; Electrical Energy Use per square foot 2015: 0; Electrical Energy Use per square foot 2016: 0; Electrical Energy Use per square foot 2017: 0
949 | Implement Shed-Ag Eng-S Race St | 1440 | [15 empty] | Electrical Energy Use per square foot 2008: 0; Electrical Energy Use per square foot 2009: 0; Electrical Energy Use per square foot 2010: 0; Electrical Energy Use per square foot 2011: 0; Electrical Energy Use per square foot 2012: 0; Electrical Energy Use per square foot 2013: 0; Electrical Energy Use per square foot 2014: 0; Electrical Energy Use per square foot 2015: 0; Electrical Energy Use per square foot 2016: 0; Electrical Energy Use per square foot 2017: 0
951 | Implement Shed-Forest Sci-S Race St | 584 | [15 empty] | Electrical Energy Use per square foot 2008: 0; Electrical Energy Use per square foot 2009: 0; Electrical Energy Use per square foot 2010: 0; Electrical Energy Use per square foot 2011: 0; Electrical Energy Use per square foot 2012: 0; Electrical Energy Use per square foot 2013: 0; Electrical Energy Use per square foot 2014: 0; Electrical Energy Use per square foot 2015: 0; Electrical Energy Use per square foot 2016: 0; Electrical Energy Use per square foot 2017: 0
810 | Individual Feeding Barn | 2160 | [15 empty] | Electrical Energy Use per square foot 2008: 0; Electrical Energy Use per square foot 2009: 0; Electrical Energy Use per square foot 2010: 0; Electrical Energy Use per square foot 2011: 0; Electrical Energy Use per square foot 2012: 0; Electrical Energy Use per square foot 2013: 0; Electrical Energy Use per square foot 2014: 0; Electrical Energy Use per square foot 2015: 0; Electrical Energy Use per square foot 2016: 0; Electrical Energy Use per square foot 2017: 0
943 | Intensive Care Nursery | 288 | [15 empty] | Electrical Energy Use per square foot 2008: 0; Electrical Energy Use per square foot 2009: 0; Electrical Energy Use per square foot 2010: 0; Electrical Energy Use per square foot 2011: 0; Electrical Energy Use per square foot 2012: 0; Electrical Energy Use per square foot 2013: 0; Electrical Energy Use per square foot 2014: 0; Electrical Energy Use per square foot 2015: 0; Electrical Energy Use per square foot 2016: 0; Electrical Energy Use per square foot 2017: 0
653 | Jet Test Cell | 410 | [15 empty] | Electrical Energy Use per square foot 2008: 0; Electrical Energy Use per square foot 2009: 0; Electrical Energy Use per square foot 2010: 0; Electrical Energy Use per square foot 2011: 0; Electrical Energy Use per square foot 2012: 0; Electrical Energy Use per square foot 2013: 0; Electrical Energy Use per square foot 2014: 0; Electrical Energy Use per square foot 2015: 0; Electrical Energy Use per square foot 2016: 0; Electrical Energy Use per square foot 2017: 0
1024 | Large Heifer Rearing-LAD | 4638 | [15 empty] | Electrical Energy Use per square foot 2008: 0; Electrical Energy Use per square foot 2009: 0; Electrical Energy Use per square foot 2010: 0; Electrical Energy Use per square foot 2011: 0; Electrical Energy Use per square foot 2012: 0; Electrical Energy Use per square foot 2013: 0; Electrical Energy Use per square foot 2014: 0; Electrical Energy Use per square foot 2015: 0; Electrical Energy Use per square foot 2016: 0; Electrical Energy Use per square foot 2017: 0
1028 | Laser - Radar Facility | 1746 | [15 empty] | Electrical Energy Use per square foot 2008: 0; Electrical Energy Use per square foot 2009: 0; Electrical Energy Use per square foot 2010: 0; Electrical Energy Use per square foot 2011: 0; Electrical Energy Use per square foot 2012: 0; Electrical Energy Use per square foot 2013: 0; Electrical Energy Use per square foot 2014: 0; Electrical Energy Use per square foot 2015: 0; Electrical Energy Use per square foot 2016: 0; Electrical Energy Use per square foot 2017: 0
659 | Lineman's Building | 1729 | [15 empty] | Electrical Energy Use per square foot 2008: 0; Electrical Energy Use per square foot 2009: 0; Electrical Energy Use per square foot 2010: 0; Electrical Energy Use per square foot 2011: 0; Electrical Energy Use per square foot 2012: 0; Electrical Energy Use per square foot 2013: 0; Electrical Energy Use per square foot 2014: 0; Electrical Energy Use per square foot 2015: 0; Electrical Energy Use per square foot 2016: 0; Electrical Energy Use per square foot 2017: 0
927 | Loafing Barn-Dairy Cat Mech Ctr-LAD | 1152 | [15 empty] | Electrical Energy Use per square foot 2008: 0; Electrical Energy Use per square foot 2009: 0; Electrical Energy Use per square foot 2010: 0; Electrical Energy Use per square foot 2011: 0; Electrical Energy Use per square foot 2012: 0; Electrical Energy Use per square foot 2013: 0; Electrical Energy Use per square foot 2014: 0; Electrical Energy Use per square foot 2015: 0; Electrical Energy Use per square foot 2016: 0; Electrical Energy Use per square foot 2017: 0
919 | Machine Shed-Lincoln Ave Dairy | 2979 | [15 empty] | Electrical Energy Use per square foot 2008: 0; Electrical Energy Use per square foot 2009: 0; Electrical Energy Use per square foot 2010: 0; Electrical Energy Use per square foot 2011: 0; Electrical Energy Use per square foot 2012: 0; Electrical Energy Use per square foot 2013: 0; Electrical Energy Use per square foot 2014: 0; Electrical Energy Use per square foot 2015: 0; Electrical Energy Use per square foot 2016: 0; Electrical Energy Use per square foot 2017: 0
686 | Machine Shop | 2604 | [15 empty] | Electrical Energy Use per square foot 2008: 0; Electrical Energy Use per square foot 2009: 0; Electrical Energy Use per square foot 2010: 0; Electrical Energy Use per square foot 2011: 0; Electrical Energy Use per square foot 2012: 0; Electrical Energy Use per square foot 2013: 0; Electrical Energy Use per square foot 2014: 0; Electrical Energy Use per square foot 2015: 0; Electrical Energy Use per square foot 2016: 0; Electrical Energy Use per square foot 2017: 0
854 | Machine Storage Building | 5302 | [15 empty] | Electrical Energy Use per square foot 2008: 0; Electrical Energy Use per square foot 2009: 0; Electrical Energy Use per square foot 2010: 0; Electrical Energy Use per square foot 2011: 0; Electrical Energy Use per square foot 2012: 0; Electrical Energy Use per square foot 2013: 0; Electrical Energy Use per square foot 2014: 0; Electrical Energy Use per square foot 2015: 0; Electrical Energy Use per square foot 2016: 0; Electrical Energy Use per square foot 2017: 0
979 | Machine Storage Building - Pell Farm | 3788 | [15 empty] | Electrical Energy Use per square foot 2008: 0; Electrical Energy Use per square foot 2009: 0; Electrical Energy Use per square foot 2010: 0; Electrical Energy Use per square foot 2011: 0; Electrical Energy Use per square foot 2012: 0; Electrical Energy Use per square foot 2013: 0; Electrical Energy Use per square foot 2014: 0; Electrical Energy Use per square foot 2015: 0; Electrical Energy Use per square foot 2016: 0; Electrical Energy Use per square foot 2017: 0
839 | Machinery & Equip Stor Shed - Agron | 1600 | [15 empty] | Electrical Energy Use per square foot 2008: 0; Electrical Energy Use per square foot 2009: 0; Electrical Energy Use per square foot 2010: 0; Electrical Energy Use per square foot 2011: 0; Electrical Energy Use per square foot 2012: 0; Electrical Energy Use per square foot 2013: 0; Electrical Energy Use per square foot 2014: 0; Electrical Energy Use per square foot 2015: 0; Electrical Energy Use per square foot 2016: 0; Electrical Energy Use per square foot 2017: 0
838 | Machinery Storage Bldg-Agron Farm | 7776 | [15 empty] | Electrical Energy Use per square foot 2008: 0; Electrical Energy Use per square foot 2009: 0; Electrical Energy Use per square foot 2010: 0; Electrical Energy Use per square foot 2011: 0; Electrical Energy Use per square foot 2012: 0; Electrical Energy Use per square foot 2013: 0; Electrical Energy Use per square foot 2014: 0; Electrical Energy Use per square foot 2015: 0; Electrical Energy Use per square foot 2016: 0; Electrical Energy Use per square foot 2017: 0
983 | Machinery Storage Building | 5294 | [15 empty] | Electrical Energy Use per square foot 2008: 0; Electrical Energy Use per square foot 2009: 0; Electrical Energy Use per square foot 2010: 0; Electrical Energy Use per square foot 2011: 0; Electrical Energy Use per square foot 2012: 0; Electrical Energy Use per square foot 2013: 0; Electrical Energy Use per square foot 2014: 0; Electrical Energy Use per square foot 2015: 0; Electrical Energy Use per square foot 2016: 0; Electrical Energy Use per square foot 2017: 0
984 | Machinery Storage Building #2 | 6240 | [15 empty] | Electrical Energy Use per square foot 2008: 0; Electrical Energy Use per square foot 2009: 0; Electrical Energy Use per square foot 2010: 0; Electrical Energy Use per square foot 2011: 0; Electrical Energy Use per square foot 2012: 0; Electrical Energy Use per square foot 2013: 0; Electrical Energy Use per square foot 2014: 0; Electrical Energy Use per square foot 2015: 0; Electrical Energy Use per square foot 2016: 0; Electrical Energy Use per square foot 2017: 0
178 | Mailing Center - 1611 S Oak, Champaign | 9407 | [15 empty] | Electrical Energy Use per square foot 2008: 0; Electrical Energy Use per square foot 2009: 0; Electrical Energy Use per square foot 2010: 0; Electrical Energy Use per square foot 2011: 0; Electrical Energy Use per square foot 2012: 0; Electrical Energy Use per square foot 2013: 0; Electrical Energy Use per square foot 2014: 0; Electrical Energy Use per square foot 2015: 0; Electrical Energy Use per square foot 2016: 0; Electrical Energy Use per square foot 2017: 0
922 | Maternity Barn-Lincoln Ave Dairy | 1290 | [15 empty] | Electrical Energy Use per square foot 2008: 0; Electrical Energy Use per square foot 2009: 0; Electrical Energy Use per square foot 2010: 0; Electrical Energy Use per square foot 2011: 0; Electrical Energy Use per square foot 2012: 0; Electrical Energy Use per square foot 2013: 0; Electrical Energy Use per square foot 2014: 0; Electrical Energy Use per square foot 2015: 0; Electrical Energy Use per square foot 2016: 0; Electrical Energy Use per square foot 2017: 0
393 | Mathews Ave Sewage Lift Station | 458 | [15 empty] | Electrical Energy Use per square foot 2008: 0; Electrical Energy Use per square foot 2009: 0; Electrical Energy Use per square foot 2010: 0; Electrical Energy Use per square foot 2011: 0; Electrical Energy Use per square foot 2012: 0; Electrical Energy Use per square foot 2013: 0; Electrical Energy Use per square foot 2014: 0; Electrical Energy Use per square foot 2015: 0; Electrical Energy Use per square foot 2016: 0; Electrical Energy Use per square foot 2017: 0
1042 | Modular Infectious Dis Cont Bldg #1 | 1092 | [15 empty] | Electrical Energy Use per square foot 2008: 0; Electrical Energy Use per square foot 2009: 0; Electrical Energy Use per square foot 2010: 0; Electrical Energy Use per square foot 2011: 0; Electrical Energy Use per square foot 2012: 0; Electrical Energy Use per square foot 2013: 0; Electrical Energy Use per square foot 2014: 0; Electrical Energy Use per square foot 2015: 0; Electrical Energy Use per square foot 2016: 0; Electrical Energy Use per square foot 2017: 0
1043 | Modular Infectious Dis Cont Bldg #2 | 1092 | [15 empty] | Electrical Energy Use per square foot 2008: 0; Electrical Energy Use per square foot 2009: 0; Electrical Energy Use per square foot 2010: 0; Electrical Energy Use per square foot 2011: 0; Electrical Energy Use per square foot 2012: 0; Electrical Energy Use per square foot 2013: 0; Electrical Energy Use per square foot 2014: 0; Electrical Energy Use per square foot 2015: 0; Electrical Energy Use per square foot 2016: 0; Electrical Energy Use per square foot 2017: 0
552 | Monticello Road Field Station | 2165 | [15 empty] | Electrical Energy Use per square foot 2008: 0; Electrical Energy Use per square foot 2009: 0; Electrical Energy Use per square foot 2010: 0; Electrical Energy Use per square foot 2011: 0; Electrical Energy Use per square foot 2012: 0; Electrical Energy Use per square foot 2013: 0; Electrical Energy Use per square foot 2014: 0; Electrical Energy Use per square foot 2015: 0; Electrical Energy Use per square foot 2016: 0; Electrical Energy Use per square foot 2017: 0
553 | Monticello Road Field Station | 2165 | [15 empty] | Electrical Energy Use per square foot 2008: 0; Electrical Energy Use per square foot 2009: 0; Electrical Energy Use per square foot 2010: 0; Electrical Energy Use per square foot 2011: 0; Electrical Energy Use per square foot 2012: 0; Electrical Energy Use per square foot 2013: 0; Electrical Energy Use per square foot 2014: 0; Electrical Energy Use per square foot 2015: 0; Electrical Energy Use per square foot 2016: 0; Electrical Energy Use per square foot 2017: 0
901 | Moorman Res Farm-1a | 1920 | [15 empty] | Electrical Energy Use per square foot 2008: 0; Electrical Energy Use per square foot 2009: 0; Electrical Energy Use per square foot 2010: 0; Electrical Energy Use per square foot 2011: 0; Electrical Energy Use per square foot 2012: 0; Electrical Energy Use per square foot 2013: 0; Electrical Energy Use per square foot 2014: 0; Electrical Energy Use per square foot 2015: 0; Electrical Energy Use per square foot 2016: 0; Electrical Energy Use per square foot 2017: 0
906 | Moorman Res Farm-1b | 1558 | [15 empty] | Electrical Energy Use per square foot 2008: 0; Electrical Energy Use per square foot 2009: 0; Electrical Energy Use per square foot 2010: 0; Electrical Energy Use per square foot 2011: 0; Electrical Energy Use per square foot 2012: 0; Electrical Energy Use per square foot 2013: 0; Electrical Energy Use per square foot 2014: 0; Electrical Energy Use per square foot 2015: 0; Electrical Energy Use per square foot 2016: 0; Electrical Energy Use per square foot 2017: 0
913 | Moorman Res Farm-1c | 1496 | [15 empty] | Electrical Energy Use per square foot 2008: 0; Electrical Energy Use per square foot 2009: 0; Electrical Energy Use per square foot 2010: 0; Electrical Energy Use per square foot 2011: 0; Electrical Energy Use per square foot 2012: 0; Electrical Energy Use per square foot 2013: 0; Electrical Energy Use per square foot 2014: 0; Electrical Energy Use per square foot 2015: 0; Electrical Energy Use per square foot 2016: 0; Electrical Energy Use per square foot 2017: 0
916 | Moorman Res Farm-1d | 1872 | [15 empty] | Electrical Energy Use per square foot 2008: 0; Electrical Energy Use per square foot 2009: 0; Electrical Energy Use per square foot 2010: 0; Electrical Energy Use per square foot 2011: 0; Electrical Energy Use per square foot 2012: 0; Electrical Energy Use per square foot 2013: 0; Electrical Energy Use per square foot 2014: 0; Electrical Energy Use per square foot 2015: 0; Electrical Energy Use per square foot 2016: 0; Electrical Energy Use per square foot 2017: 0
902 | Moorman Res Farm-2a | 1939 | [15 empty] | Electrical Energy Use per square foot 2008: 0; Electrical Energy Use per square foot 2009: 0; Electrical Energy Use per square foot 2010: 0; Electrical Energy Use per square foot 2011: 0; Electrical Energy Use per square foot 2012: 0; Electrical Energy Use per square foot 2013: 0; Electrical Energy Use per square foot 2014: 0; Electrical Energy Use per square foot 2015: 0; Electrical Energy Use per square foot 2016: 0; Electrical Energy Use per square foot 2017: 0
907 | Moorman Res Farm-2b | 960 | [15 empty] | Electrical Energy Use per square foot 2008: 0; Electrical Energy Use per square foot 2009: 0; Electrical Energy Use per square foot 2010: 0; Electrical Energy Use per square foot 2011: 0; Electrical Energy Use per square foot 2012: 0; Electrical Energy Use per square foot 2013: 0; Electrical Energy Use per square foot 2014: 0; Electrical Energy Use per square foot 2015: 0; Electrical Energy Use per square foot 2016: 0; Electrical Energy Use per square foot 2017: 0
914 | Moorman Res Farm-2c and 3c | 2304 | [15 empty] | Electrical Energy Use per square foot 2008: 0; Electrical Energy Use per square foot 2009: 0; Electrical Energy Use per square foot 2010: 0; Electrical Energy Use per square foot 2011: 0; Electrical Energy Use per square foot 2012: 0; Electrical Energy Use per square foot 2013: 0; Electrical Energy Use per square foot 2014: 0; Electrical Energy Use per square foot 2015: 0; Electrical Energy Use per square foot 2016: 0; Electrical Energy Use per square foot 2017: 0
917 | Moorman Res Farm-2d | 1536 | [15 empty] | Electrical Energy Use per square foot 2008: 0; Electrical Energy Use per square foot 2009: 0; Electrical Energy Use per square foot 2010: 0; Electrical Energy Use per square foot 2011: 0; Electrical Energy Use per square foot 2012: 0; Electrical Energy Use per square foot 2013: 0; Electrical Energy Use per square foot 2014: 0; Electrical Energy Use per square foot 2015: 0; Electrical Energy Use per square foot 2016: 0; Electrical Energy Use per square foot 2017: 0
903 | Moorman Res Farm-3a and 4a | 2304 | [15 empty] | Electrical Energy Use per square foot 2008: 0; Electrical Energy Use per square foot 2009: 0; Electrical Energy Use per square foot 2010: 0; Electrical Energy Use per square foot 2011: 0; Electrical Energy Use per square foot 2012: 0; Electrical Energy Use per square foot 2013: 0; Electrical Energy Use per square foot 2014: 0; Electrical Energy Use per square foot 2015: 0; Electrical Energy Use per square foot 2016: 0; Electrical Energy Use per square foot 2017: 0
908 | Moorman Res Farm-3b | 2517 | [15 empty] | Electrical Energy Use per square foot 2008: 0; Electrical Energy Use per square foot 2009: 0; Electrical Energy Use per square foot 2010: 0; Electrical Energy Use per square foot 2011: 0; Electrical Energy Use per square foot 2012: 0; Electrical Energy Use per square foot 2013: 0; Electrical Energy Use per square foot 2014: 0; Electrical Energy Use per square foot 2015: 0; Electrical Energy Use per square foot 2016: 0; Electrical Energy Use per square foot 2017: 0
918 | Moorman Res Farm-3d | 2304 | [15 empty] | Electrical Energy Use per square foot 2008: 0; Electrical Energy Use per square foot 2009: 0; Electrical Energy Use per square foot 2010: 0; Electrical Energy Use per square foot 2011: 0; Electrical Energy Use per square foot 2012: 0; Electrical Energy Use per square foot 2013: 0; Electrical Energy Use per square foot 2014: 0; Electrical Energy Use per square foot 2015: 0; Electrical Energy Use per square foot 2016: 0; Electrical Energy Use per square foot 2017: 0
909 | Moorman Res Farm-4b | 2012 | [15 empty] | Electrical Energy Use per square foot 2008: 0; Electrical Energy Use per square foot 2009: 0; Electrical Energy Use per square foot 2010: 0; Electrical Energy Use per square foot 2011: 0; Electrical Energy Use per square foot 2012: 0; Electrical Energy Use per square foot 2013: 0; Electrical Energy Use per square foot 2014: 0; Electrical Energy Use per square foot 2015: 0; Electrical Energy Use per square foot 2016: 0; Electrical Energy Use per square foot 2017: 0
915 | Moorman Res Farm-4c | 1920 | [15 empty] | Electrical Energy Use per square foot 2008: 0; Electrical Energy Use per square foot 2009: 0; Electrical Energy Use per square foot 2010: 0; Electrical Energy Use per square foot 2011: 0; Electrical Energy Use per square foot 2012: 0; Electrical Energy Use per square foot 2013: 0; Electrical Energy Use per square foot 2014: 0; Electrical Energy Use per square foot 2015: 0; Electrical Energy Use per square foot 2016: 0; Electrical Energy Use per square foot 2017: 0
904 | Moorman Res Farm-5a | 1920 | [15 empty] | Electrical Energy Use per square foot 2008: 0; Electrical Energy Use per square foot 2009: 0; Electrical Energy Use per square foot 2010: 0; Electrical Energy Use per square foot 2011: 0; Electrical Energy Use per square foot 2012: 0; Electrical Energy Use per square foot 2013: 0; Electrical Energy Use per square foot 2014: 0; Electrical Energy Use per square foot 2015: 0; Electrical Energy Use per square foot 2016: 0; Electrical Energy Use per square foot 2017: 0
910 | Moorman Res Farm-5b | 2012 | [15 empty] | Electrical Energy Use per square foot 2008: 0; Electrical Energy Use per square foot 2009: 0; Electrical Energy Use per square foot 2010: 0; Electrical Energy Use per square foot 2011: 0; Electrical Energy Use per square foot 2012: 0; Electrical Energy Use per square foot 2013: 0; Electrical Energy Use per square foot 2014: 0; Electrical Energy Use per square foot 2015: 0; Electrical Energy Use per square foot 2016: 0; Electrical Energy Use per square foot 2017: 0
897 | Moorman Res Farm-Boar Barn | 1904 | [15 empty] | Electrical Energy Use per square foot 2008: 0; Electrical Energy Use per square foot 2009: 0; Electrical Energy Use per square foot 2010: 0; Electrical Energy Use per square foot 2011: 0; Electrical Energy Use per square foot 2012: 0; Electrical Energy Use per square foot 2013: 0; Electrical Energy Use per square foot 2014: 0; Electrical Energy Use per square foot 2015: 0; Electrical Energy Use per square foot 2016: 0; Electrical Energy Use per square foot 2017: 0
905 | Moorman Res Farm-Farrowing House | 1568 | [15 empty] | Electrical Energy Use per square foot 2008: 0; Electrical Energy Use per square foot 2009: 0; Electrical Energy Use per square foot 2010: 0; Electrical Energy Use per square foot 2011: 0; Electrical Energy Use per square foot 2012: 0; Electrical Energy Use per square foot 2013: 0; Electrical Energy Use per square foot 2014: 0; Electrical Energy Use per square foot 2015: 0; Electrical Energy Use per square foot 2016: 0; Electrical Energy Use per square foot 2017: 0
896 | Moorman Res Farm-NC-23 | 2310 | [15 empty] | Electrical Energy Use per square foot 2008: 0; Electrical Energy Use per square foot 2009: 0; Electrical Energy Use per square foot 2010: 0; Electrical Energy Use per square foot 2011: 0; Electrical Energy Use per square foot 2012: 0; Electrical Energy Use per square foot 2013: 0; Electrical Energy Use per square foot 2014: 0; Electrical Energy Use per square foot 2015: 0; Electrical Energy Use per square foot 2016: 0; Electrical Energy Use per square foot 2017: 0
911 | Moorman Res Farm-Oxidatn Ditch Bldg | 1170 | [15 empty] | Electrical Energy Use per square foot 2008: 0; Electrical Energy Use per square foot 2009: 0; Electrical Energy Use per square foot 2010: 0; Electrical Energy Use per square foot 2011: 0; Electrical Energy Use per square foot 2012: 0; Electrical Energy Use per square foot 2013: 0; Electrical Energy Use per square foot 2014: 0; Electrical Energy Use per square foot 2015: 0; Electrical Energy Use per square foot 2016: 0; Electrical Energy Use per square foot 2017: 0
900 | Moorman Res Farm-Physiology Barn 1 | 3492 | [15 empty] | Electrical Energy Use per square foot 2008: 0; Electrical Energy Use per square foot 2009: 0; Electrical Energy Use per square foot 2010: 0; Electrical Energy Use per square foot 2011: 0; Electrical Energy Use per square foot 2012: 0; Electrical Energy Use per square foot 2013: 0; Electrical Energy Use per square foot 2014: 0; Electrical Energy Use per square foot 2015: 0; Electrical Energy Use per square foot 2016: 0; Electrical Energy Use per square foot 2017: 0
899 | Moorman Res Farm-Physiology Barn 2 | 2628 | [15 empty] | Electrical Energy Use per square foot 2008: 0; Electrical Energy Use per square foot 2009: 0; Electrical Energy Use per square foot 2010: 0; Electrical Energy Use per square foot 2011: 0; Electrical Energy Use per square foot 2012: 0; Electrical Energy Use per square foot 2013: 0; Electrical Energy Use per square foot 2014: 0; Electrical Energy Use per square foot 2015: 0; Electrical Energy Use per square foot 2016: 0; Electrical Energy Use per square foot 2017: 0
894 | Moorman Res Farm-South Barn | 1800 | [15 empty] | Electrical Energy Use per square foot 2008: 0; Electrical Energy Use per square foot 2009: 0; Electrical Energy Use per square foot 2010: 0; Electrical Energy Use per square foot 2011: 0; Electrical Energy Use per square foot 2012: 0; Electrical Energy Use per square foot 2013: 0; Electrical Energy Use per square foot 2014: 0; Electrical Energy Use per square foot 2015: 0; Electrical Energy Use per square foot 2016: 0; Electrical Energy Use per square foot 2017: 0
898 | Moorman Res Farm-Sow Barn | 1904 | [15 empty] | Electrical Energy Use per square foot 2008: 0; Electrical Energy Use per square foot 2009: 0; Electrical Energy Use per square foot 2010: 0; Electrical Energy Use per square foot 2011: 0; Electrical Energy Use per square foot 2012: 0; Electrical Energy Use per square foot 2013: 0; Electrical Energy Use per square foot 2014: 0; Electrical Energy Use per square foot 2015: 0; Electrical Energy Use per square foot 2016: 0; Electrical Energy Use per square foot 2017: 0
325 | Natural History Survey Storage B #5 | 4870 | [15 empty] | Electrical Energy Use per square foot 2008: 0; Electrical Energy Use per square foot 2009: 0; Electrical Energy Use per square foot 2010: 0; Electrical Energy Use per square foot 2011: 0; Electrical Energy Use per square foot 2012: 0; Electrical Energy Use per square foot 2013: 0; Electrical Energy Use per square foot 2014: 0; Electrical Energy Use per square foot 2015: 0; Electrical Energy Use per square foot 2016: 0; Electrical Energy Use per square foot 2017: 0
133 | Natural Resources Garage | 15528 |  | 800 |  |  | 314.9337 | 40.5195 | 52768.1127 |  |  | Flat roof | [5 empty] | Electrical Energy Use per square foot 2008: 0; Electrical Energy Use per square foot 2009: 0; Electrical Energy Use per square foot 2010: 0; Electrical Energy Use per square foot 2011: 0; Electrical Energy Use per square foot 2012: 0; Electrical Energy Use per square foot 2013: 0; Electrical Energy Use per square foot 2014: 0; Electrical Energy Use per square foot 2015: 0; Electrical Energy Use per square foot 2016: 0; Electrical Energy Use per square foot 2017: 0
664 | Navy Building | 1536 | [15 empty] | Electrical Energy Use per square foot 2008: 0; Electrical Energy Use per square foot 2009: 0; Electrical Energy Use per square foot 2010: 0; Electrical Energy Use per square foot 2011: 0; Electrical Energy Use per square foot 2012: 0; Electrical Energy Use per square foot 2013: 0; Electrical Energy Use per square foot 2014: 0; Electrical Energy Use per square foot 2015: 0; Electrical Energy Use per square foot 2016: 0; Electrical Energy Use per square foot 2017: 0
1002 | Nematology Storage Building | 2800 | [15 empty] | Electrical Energy Use per square foot 2008: 0; Electrical Energy Use per square foot 2009: 0; Electrical Energy Use per square foot 2010: 0; Electrical Energy Use per square foot 2011: 0; Electrical Energy Use per square foot 2012: 0; Electrical Energy Use per square foot 2013: 0; Electrical Energy Use per square foot 2014: 0; Electrical Energy Use per square foot 2015: 0; Electrical Energy Use per square foot 2016: 0; Electrical Energy Use per square foot 2017: 0
921 | New Bull Barn-Lincoln Ave Dairy | 3094 | [15 empty] | Electrical Energy Use per square foot 2008: 0; Electrical Energy Use per square foot 2009: 0; Electrical Energy Use per square foot 2010: 0; Electrical Energy Use per square foot 2011: 0; Electrical Energy Use per square foot 2012: 0; Electrical Energy Use per square foot 2013: 0; Electrical Energy Use per square foot 2014: 0; Electrical Energy Use per square foot 2015: 0; Electrical Energy Use per square foot 2016: 0; Electrical Energy Use per square foot 2017: 0
860 | New Calf Barn - Round Barns | 721 | [15 empty] | Electrical Energy Use per square foot 2008: 0; Electrical Energy Use per square foot 2009: 0; Electrical Energy Use per square foot 2010: 0; Electrical Energy Use per square foot 2011: 0; Electrical Energy Use per square foot 2012: 0; Electrical Energy Use per square foot 2013: 0; Electrical Energy Use per square foot 2014: 0; Electrical Energy Use per square foot 2015: 0; Electrical Energy Use per square foot 2016: 0; Electrical Energy Use per square foot 2017: 0
926 | North Barn and Milk House-LAD | 5174 | [15 empty] | Electrical Energy Use per square foot 2008: 0; Electrical Energy Use per square foot 2009: 0; Electrical Energy Use per square foot 2010: 0; Electrical Energy Use per square foot 2011: 0; Electrical Energy Use per square foot 2012: 0; Electrical Energy Use per square foot 2013: 0; Electrical Energy Use per square foot 2014: 0; Electrical Energy Use per square foot 2015: 0; Electrical Energy Use per square foot 2016: 0; Electrical Energy Use per square foot 2017: 0
1040 | O&M Storage Building | 2614 | [15 empty] | Electrical Energy Use per square foot 2008: 0; Electrical Energy Use per square foot 2009: 0; Electrical Energy Use per square foot 2010: 0; Electrical Energy Use per square foot 2011: 0; Electrical Energy Use per square foot 2012: 0; Electrical Energy Use per square foot 2013: 0; Electrical Energy Use per square foot 2014: 0; Electrical Energy Use per square foot 2015: 0; Electrical Energy Use per square foot 2016: 0; Electrical Energy Use per square foot 2017: 0
862 | Open Front Cattle Barn | 1296 | [15 empty] | Electrical Energy Use per square foot 2008: 0; Electrical Energy Use per square foot 2009: 0; Electrical Energy Use per square foot 2010: 0; Electrical Energy Use per square foot 2011: 0; Electrical Energy Use per square foot 2012: 0; Electrical Energy Use per square foot 2013: 0; Electrical Energy Use per square foot 2014: 0; Electrical Energy Use per square foot 2015: 0; Electrical Energy Use per square foot 2016: 0; Electrical Energy Use per square foot 2017: 0
230 | Orchard Downs Laundry - north | 1155 | [15 empty] | Electrical Energy Use per square foot 2008: 0; Electrical Energy Use per square foot 2009: 0; Electrical Energy Use per square foot 2010: 0; Electrical Energy Use per square foot 2011: 0; Electrical Energy Use per square foot 2012: 0; Electrical Energy Use per square foot 2013: 0; Electrical Energy Use per square foot 2014: 0; Electrical Energy Use per square foot 2015: 0; Electrical Energy Use per square foot 2016: 0; Electrical Energy Use per square foot 2017: 0
236 | Orchard Downs Laundry - south | 2629 | [15 empty] | Electrical Energy Use per square foot 2008: 0; Electrical Energy Use per square foot 2009: 0; Electrical Energy Use per square foot 2010: 0; Electrical Energy Use per square foot 2011: 0; Electrical Energy Use per square foot 2012: 0; Electrical Energy Use per square foot 2013: 0; Electrical Energy Use per square foot 2014: 0; Electrical Energy Use per square foot 2015: 0; Electrical Energy Use per square foot 2016: 0; Electrical Energy Use per square foot 2017: 0
248 | Orchard Place | 83625 | [15 empty] | Electrical Energy Use per square foot 2008: 0; Electrical Energy Use per square foot 2009: 0; Electrical Energy Use per square foot 2010: 0; Electrical Energy Use per square foot 2011: 0; Electrical Energy Use per square foot 2012: 0; Electrical Energy Use per square foot 2013: 0; Electrical Energy Use per square foot 2014: 0; Electrical Energy Use per square foot 2015: 0; Electrical Energy Use per square foot 2016: 0; Electrical Energy Use per square foot 2017: 0
19 | Ornamental Horticulture Building | 11881 | [15 empty] | Electrical Energy Use per square foot 2008: 0; Electrical Energy Use per square foot 2009: 0; Electrical Energy Use per square foot 2010: 0; Electrical Energy Use per square foot 2011: 0; Electrical Energy Use per square foot 2012: 0; Electrical Energy Use per square foot 2013: 0; Electrical Energy Use per square foot 2014: 0; Electrical Energy Use per square foot 2015: 0; Electrical Energy Use per square foot 2016: 0; Electrical Energy Use per square foot 2017: 0
698 | Parking Booths | 137 | [15 empty] | Electrical Energy Use per square foot 2008: 0; Electrical Energy Use per square foot 2009: 0; Electrical Energy Use per square foot 2010: 0; Electrical Energy Use per square foot 2011: 0; Electrical Energy Use per square foot 2012: 0; Electrical Energy Use per square foot 2013: 0; Electrical Energy Use per square foot 2014: 0; Electrical Energy Use per square foot 2015: 0; Electrical Energy Use per square foot 2016: 0; Electrical Energy Use per square foot 2017: 0
0 | Parking Lots |  |  | 0 |  | YES | 0 | 0 | 0 |  |  | All parking lots should be considered | [5 empty] | Electrical Energy Use per square foot 2008: #DIV/0!; Electrical Energy Use per square foot 2009: #DIV/0!; Electrical Energy Use per square foot 2010: #DIV/0!; Electrical Energy Use per square foot 2011: #DIV/0!; Electrical Energy Use per square foot 2012: #DIV/0!; Electrical Energy Use per square foot 2013: #DIV/0!; Electrical Energy Use per square foot 2014: #DIV/0!; Electrical Energy Use per square foot 2015: #DIV/0!; Electrical Energy Use per square foot 2016: #DIV/0!; Electrical Energy Use per square foot 2017: #DIV/0!
81 | Peabody Food Service Building | 70181 | [15 empty] | 3243600 | 3121920 | 2994480 | -- | -- | -- | -- | -- | -- | -- | 46.2176 | 44.4838 | 42.668 | #VALUE! | #VALUE! | #VALUE! | #VALUE! | #VALUE! | #VALUE! | #VALUE!
2 | Performing Arts Annex | 12182 | [15 empty] | Electrical Energy Use per square foot 2008: 0; Electrical Energy Use per square foot 2009: 0; Electrical Energy Use per square foot 2010: 0; Electrical Energy Use per square foot 2011: 0; Electrical Energy Use per square foot 2012: 0; Electrical Energy Use per square foot 2013: 0; Electrical Energy Use per square foot 2014: 0; Electrical Energy Use per square foot 2015: 0; Electrical Energy Use per square foot 2016: 0; Electrical Energy Use per square foot 2017: 0
298 | Physical Plant Storage Building "A" | 12288 | [15 empty] | Electrical Energy Use per square foot 2008: 0; Electrical Energy Use per square foot 2009: 0; Electrical Energy Use per square foot 2010: 0; Electrical Energy Use per square foot 2011: 0; Electrical Energy Use per square foot 2012: 0; Electrical Energy Use per square foot 2013: 0; Electrical Energy Use per square foot 2014: 0; Electrical Energy Use per square foot 2015: 0; Electrical Energy Use per square foot 2016: 0; Electrical Energy Use per square foot 2017: 0
288 | Physics Research Lab Storage Building | 2400 | [15 empty] | Electrical Energy Use per square foot 2008: 0; Electrical Energy Use per square foot 2009: 0; Electrical Energy Use per square foot 2010: 0; Electrical Energy Use per square foot 2011: 0; Electrical Energy Use per square foot 2012: 0; Electrical Energy Use per square foot 2013: 0; Electrical Energy Use per square foot 2014: 0; Electrical Energy Use per square foot 2015: 0; Electrical Energy Use per square foot 2016: 0; Electrical Energy Use per square foot 2017: 0
892 | Physiology Res Lab-Garage East | 850 | [15 empty] | Electrical Energy Use per square foot 2008: 0; Electrical Energy Use per square foot 2009: 0; Electrical Energy Use per square foot 2010: 0; Electrical Energy Use per square foot 2011: 0; Electrical Energy Use per square foot 2012: 0; Electrical Energy Use per square foot 2013: 0; Electrical Energy Use per square foot 2014: 0; Electrical Energy Use per square foot 2015: 0; Electrical Energy Use per square foot 2016: 0; Electrical Energy Use per square foot 2017: 0
891 | Physiology Res Lab-Garage West | 400 | [15 empty] | Electrical Energy Use per square foot 2008: 0; Electrical Energy Use per square foot 2009: 0; Electrical Energy Use per square foot 2010: 0; Electrical Energy Use per square foot 2011: 0; Electrical Energy Use per square foot 2012: 0; Electrical Energy Use per square foot 2013: 0; Electrical Energy Use per square foot 2014: 0; Electrical Energy Use per square foot 2015: 0; Electrical Energy Use per square foot 2016: 0; Electrical Energy Use per square foot 2017: 0
803 | Pig Nursery - North | 2160 | [15 empty] | Electrical Energy Use per square foot 2008: 0; Electrical Energy Use per square foot 2009: 0; Electrical Energy Use per square foot 2010: 0; Electrical Energy Use per square foot 2011: 0; Electrical Energy Use per square foot 2012: 0; Electrical Energy Use per square foot 2013: 0; Electrical Energy Use per square foot 2014: 0; Electrical Energy Use per square foot 2015: 0; Electrical Energy Use per square foot 2016: 0; Electrical Energy Use per square foot 2017: 0
865 | Plant Pest Diagnostic Clinic | 2360 | [15 empty] | Electrical Energy Use per square foot 2008: 0; Electrical Energy Use per square foot 2009: 0; Electrical Energy Use per square foot 2010: 0; Electrical Energy Use per square foot 2011: 0; Electrical Energy Use per square foot 2012: 0; Electrical Energy Use per square foot 2013: 0; Electrical Energy Use per square foot 2014: 0; Electrical Energy Use per square foot 2015: 0; Electrical Energy Use per square foot 2016: 0; Electrical Energy Use per square foot 2017: 0
163 | Plant Services Storage Building | 2438 | [15 empty] | Electrical Energy Use per square foot 2008: 0; Electrical Energy Use per square foot 2009: 0; Electrical Energy Use per square foot 2010: 0; Electrical Energy Use per square foot 2011: 0; Electrical Energy Use per square foot 2012: 0; Electrical Energy Use per square foot 2013: 0; Electrical Energy Use per square foot 2014: 0; Electrical Energy Use per square foot 2015: 0; Electrical Energy Use per square foot 2016: 0; Electrical Energy Use per square foot 2017: 0
829 | Pole Frame Horse Barn | 3024 | [15 empty] | Electrical Energy Use per square foot 2008: 0; Electrical Energy Use per square foot 2009: 0; Electrical Energy Use per square foot 2010: 0; Electrical Energy Use per square foot 2011: 0; Electrical Energy Use per square foot 2012: 0; Electrical Energy Use per square foot 2013: 0; Electrical Energy Use per square foot 2014: 0; Electrical Energy Use per square foot 2015: 0; Electrical Energy Use per square foot 2016: 0; Electrical Energy Use per square foot 2017: 0
299 | Police Training Institute Storage | 1680 | [15 empty] | Electrical Energy Use per square foot 2008: 0; Electrical Energy Use per square foot 2009: 0; Electrical Energy Use per square foot 2010: 0; Electrical Energy Use per square foot 2011: 0; Electrical Energy Use per square foot 2012: 0; Electrical Energy Use per square foot 2013: 0; Electrical Energy Use per square foot 2014: 0; Electrical Energy Use per square foot 2015: 0; Electrical Energy Use per square foot 2016: 0; Electrical Energy Use per square foot 2017: 0
114 | Pomology Greenhouse-Hort Field Lab | 3282 | [15 empty] | Electrical Energy Use per square foot 2008: 0; Electrical Energy Use per square foot 2009: 0; Electrical Energy Use per square foot 2010: 0; Electrical Energy Use per square foot 2011: 0; Electrical Energy Use per square foot 2012: 0; Electrical Energy Use per square foot 2013: 0; Electrical Energy Use per square foot 2014: 0; Electrical Energy Use per square foot 2015: 0; Electrical Energy Use per square foot 2016: 0; Electrical Energy Use per square foot 2017: 0
216 | Post Office and Snack bar - IL Orange | 16000 | [15 empty] | Electrical Energy Use per square foot 2008: 0; Electrical Energy Use per square foot 2009: 0; Electrical Energy Use per square foot 2010: 0; Electrical Energy Use per square foot 2011: 0; Electrical Energy Use per square foot 2012: 0; Electrical Energy Use per square foot 2013: 0; Electrical Energy Use per square foot 2014: 0; Electrical Energy Use per square foot 2015: 0; Electrical Energy Use per square foot 2016: 0; Electrical Energy Use per square foot 2017: 0
994 | Poultry Isolation Unit - Vet Res Far | 852 | [15 empty] | Electrical Energy Use per square foot 2008: 0; Electrical Energy Use per square foot 2009: 0; Electrical Energy Use per square foot 2010: 0; Electrical Energy Use per square foot 2011: 0; Electrical Energy Use per square foot 2012: 0; Electrical Energy Use per square foot 2013: 0; Electrical Energy Use per square foot 2014: 0; Electrical Energy Use per square foot 2015: 0; Electrical Energy Use per square foot 2016: 0; Electrical Energy Use per square foot 2017: 0
877 | Poultry Research Laying Facility | 3200 | [15 empty] | Electrical Energy Use per square foot 2008: 0; Electrical Energy Use per square foot 2009: 0; Electrical Energy Use per square foot 2010: 0; Electrical Energy Use per square foot 2011: 0; Electrical Energy Use per square foot 2012: 0; Electrical Energy Use per square foot 2013: 0; Electrical Energy Use per square foot 2014: 0; Electrical Energy Use per square foot 2015: 0; Electrical Energy Use per square foot 2016: 0; Electrical Energy Use per square foot 2017: 0
665 | Quonset #1 | 5567 | [15 empty] | Electrical Energy Use per square foot 2008: 0; Electrical Energy Use per square foot 2009: 0; Electrical Energy Use per square foot 2010: 0; Electrical Energy Use per square foot 2011: 0; Electrical Energy Use per square foot 2012: 0; Electrical Energy Use per square foot 2013: 0; Electrical Energy Use per square foot 2014: 0; Electrical Energy Use per square foot 2015: 0; Electrical Energy Use per square foot 2016: 0; Electrical Energy Use per square foot 2017: 0
666 | Quonset #2 | 3200 | [15 empty] | Electrical Energy Use per square foot 2008: 0; Electrical Energy Use per square foot 2009: 0; Electrical Energy Use per square foot 2010: 0; Electrical Energy Use per square foot 2011: 0; Electrical Energy Use per square foot 2012: 0; Electrical Energy Use per square foot 2013: 0; Electrical Energy Use per square foot 2014: 0; Electrical Energy Use per square foot 2015: 0; Electrical Energy Use per square foot 2016: 0; Electrical Energy Use per square foot 2017: 0
667 | Quonset #3 | 9600 | [15 empty] | Electrical Energy Use per square foot 2008: 0; Electrical Energy Use per square foot 2009: 0; Electrical Energy Use per square foot 2010: 0; Electrical Energy Use per square foot 2011: 0; Electrical Energy Use per square foot 2012: 0; Electrical Energy Use per square foot 2013: 0; Electrical Energy Use per square foot 2014: 0; Electrical Energy Use per square foot 2015: 0; Electrical Energy Use per square foot 2016: 0; Electrical Energy Use per square foot 2017: 0
668 | Quonset #4 | 7507 | [15 empty] | Electrical Energy Use per square foot 2008: 0; Electrical Energy Use per square foot 2009: 0; Electrical Energy Use per square foot 2010: 0; Electrical Energy Use per square foot 2011: 0; Electrical Energy Use per square foot 2012: 0; Electrical Energy Use per square foot 2013: 0; Electrical Energy Use per square foot 2014: 0; Electrical Energy Use per square foot 2015: 0; Electrical Energy Use per square foot 2016: 0; Electrical Energy Use per square foot 2017: 0
669 | Quonset #5 | 8500 | [15 empty] | Electrical Energy Use per square foot 2008: 0; Electrical Energy Use per square foot 2009: 0; Electrical Energy Use per square foot 2010: 0; Electrical Energy Use per square foot 2011: 0; Electrical Energy Use per square foot 2012: 0; Electrical Energy Use per square foot 2013: 0; Electrical Energy Use per square foot 2014: 0; Electrical Energy Use per square foot 2015: 0; Electrical Energy Use per square foot 2016: 0; Electrical Energy Use per square foot 2017: 0
670 | Quonset #6 | 9026 | [15 empty] | Electrical Energy Use per square foot 2008: 0; Electrical Energy Use per square foot 2009: 0; Electrical Energy Use per square foot 2010: 0; Electrical Energy Use per square foot 2011: 0; Electrical Energy Use per square foot 2012: 0; Electrical Energy Use per square foot 2013: 0; Electrical Energy Use per square foot 2014: 0; Electrical Energy Use per square foot 2015: 0; Electrical Energy Use per square foot 2016: 0; Electrical Energy Use per square foot 2017: 0
671 | Quonset #7 | 5866 | [15 empty] | Electrical Energy Use per square foot 2008: 0; Electrical Energy Use per square foot 2009: 0; Electrical Energy Use per square foot 2010: 0; Electrical Energy Use per square foot 2011: 0; Electrical Energy Use per square foot 2012: 0; Electrical Energy Use per square foot 2013: 0; Electrical Energy Use per square foot 2014: 0; Electrical Energy Use per square foot 2015: 0; Electrical Energy Use per square foot 2016: 0; Electrical Energy Use per square foot 2017: 0
672 | Quonset #8 | 8389 | [15 empty] | Electrical Energy Use per square foot 2008: 0; Electrical Energy Use per square foot 2009: 0; Electrical Energy Use per square foot 2010: 0; Electrical Energy Use per square foot 2011: 0; Electrical Energy Use per square foot 2012: 0; Electrical Energy Use per square foot 2013: 0; Electrical Energy Use per square foot 2014: 0; Electrical Energy Use per square foot 2015: 0; Electrical Energy Use per square foot 2016: 0; Electrical Energy Use per square foot 2017: 0
864 | Rabbit Shelter | 1462 | [15 empty] | Electrical Energy Use per square foot 2008: 0; Electrical Energy Use per square foot 2009: 0; Electrical Energy Use per square foot 2010: 0; Electrical Energy Use per square foot 2011: 0; Electrical Energy Use per square foot 2012: 0; Electrical Energy Use per square foot 2013: 0; Electrical Energy Use per square foot 2014: 0; Electrical Energy Use per square foot 2015: 0; Electrical Energy Use per square foot 2016: 0; Electrical Energy Use per square foot 2017: 0
851 | Rain Drop Tower Building - Agronomy | 320 | [15 empty] | Electrical Energy Use per square foot 2008: 0; Electrical Energy Use per square foot 2009: 0; Electrical Energy Use per square foot 2010: 0; Electrical Energy Use per square foot 2011: 0; Electrical Energy Use per square foot 2012: 0; Electrical Energy Use per square foot 2013: 0; Electrical Energy Use per square foot 2014: 0; Electrical Energy Use per square foot 2015: 0; Electrical Energy Use per square foot 2016: 0; Electrical Energy Use per square foot 2017: 0
655 | Reciprocating Engine Test Cell | 432 | [15 empty] | Electrical Energy Use per square foot 2008: 0; Electrical Energy Use per square foot 2009: 0; Electrical Energy Use per square foot 2010: 0; Electrical Energy Use per square foot 2011: 0; Electrical Energy Use per square foot 2012: 0; Electrical Energy Use per square foot 2013: 0; Electrical Energy Use per square foot 2014: 0; Electrical Energy Use per square foot 2015: 0; Electrical Energy Use per square foot 2016: 0; Electrical Energy Use per square foot 2017: 0
551 | Richmond Studio | 2981 | [15 empty] | Electrical Energy Use per square foot 2008: 0; Electrical Energy Use per square foot 2009: 0; Electrical Energy Use per square foot 2010: 0; Electrical Energy Use per square foot 2011: 0; Electrical Energy Use per square foot 2012: 0; Electrical Energy Use per square foot 2013: 0; Electrical Energy Use per square foot 2014: 0; Electrical Energy Use per square foot 2015: 0; Electrical Energy Use per square foot 2016: 0; Electrical Energy Use per square foot 2017: 0
821 | Scale House | 1500 | [15 empty] | Electrical Energy Use per square foot 2008: 0; Electrical Energy Use per square foot 2009: 0; Electrical Energy Use per square foot 2010: 0; Electrical Energy Use per square foot 2011: 0; Electrical Energy Use per square foot 2012: 0; Electrical Energy Use per square foot 2013: 0; Electrical Energy Use per square foot 2014: 0; Electrical Energy Use per square foot 2015: 0; Electrical Energy Use per square foot 2016: 0; Electrical Energy Use per square foot 2017: 0
944 | Scale House-Lincoln Ave Dairy | 326 | [15 empty] | Electrical Energy Use per square foot 2008: 0; Electrical Energy Use per square foot 2009: 0; Electrical Energy Use per square foot 2010: 0; Electrical Energy Use per square foot 2011: 0; Electrical Energy Use per square foot 2012: 0; Electrical Energy Use per square foot 2013: 0; Electrical Energy Use per square foot 2014: 0; Electrical Energy Use per square foot 2015: 0; Electrical Energy Use per square foot 2016: 0; Electrical Energy Use per square foot 2017: 0
394 | Self-Service Postal Station | 100 | [15 empty] | Electrical Energy Use per square foot 2008: 0; Electrical Energy Use per square foot 2009: 0; Electrical Energy Use per square foot 2010: 0; Electrical Energy Use per square foot 2011: 0; Electrical Energy Use per square foot 2012: 0; Electrical Energy Use per square foot 2013: 0; Electrical Energy Use per square foot 2014: 0; Electrical Energy Use per square foot 2015: 0; Electrical Energy Use per square foot 2016: 0; Electrical Energy Use per square foot 2017: 0
975 | Service Building - Pell Farm | 1992 | [15 empty] | Electrical Energy Use per square foot 2008: 0; Electrical Energy Use per square foot 2009: 0; Electrical Energy Use per square foot 2010: 0; Electrical Energy Use per square foot 2011: 0; Electrical Energy Use per square foot 2012: 0; Electrical Energy Use per square foot 2013: 0; Electrical Energy Use per square foot 2014: 0; Electrical Energy Use per square foot 2015: 0; Electrical Energy Use per square foot 2016: 0; Electrical Energy Use per square foot 2017: 0
1154 | SF Calving-Isolation-Work Area | 15569 | [15 empty] | Electrical Energy Use per square foot 2008: 0; Electrical Energy Use per square foot 2009: 0; Electrical Energy Use per square foot 2010: 0; Electrical Energy Use per square foot 2011: 0; Electrical Energy Use per square foot 2012: 0; Electrical Energy Use per square foot 2013: 0; Electrical Energy Use per square foot 2014: 0; Electrical Energy Use per square foot 2015: 0; Electrical Energy Use per square foot 2016: 0; Electrical Energy Use per square foot 2017: 0
830 | Sheep Shelter | 768 | [15 empty] | Electrical Energy Use per square foot 2008: 0; Electrical Energy Use per square foot 2009: 0; Electrical Energy Use per square foot 2010: 0; Electrical Energy Use per square foot 2011: 0; Electrical Energy Use per square foot 2012: 0; Electrical Energy Use per square foot 2013: 0; Electrical Energy Use per square foot 2014: 0; Electrical Energy Use per square foot 2015: 0; Electrical Energy Use per square foot 2016: 0; Electrical Energy Use per square foot 2017: 0
845 | Sheet Metal Barn | 1920 | [15 empty] | Electrical Energy Use per square foot 2008: 0; Electrical Energy Use per square foot 2009: 0; Electrical Energy Use per square foot 2010: 0; Electrical Energy Use per square foot 2011: 0; Electrical Energy Use per square foot 2012: 0; Electrical Energy Use per square foot 2013: 0; Electrical Energy Use per square foot 2014: 0; Electrical Energy Use per square foot 2015: 0; Electrical Energy Use per square foot 2016: 0; Electrical Energy Use per square foot 2017: 0
849 | Sheet Metal Barn - Agronomy | 2112 | [15 empty] | Electrical Energy Use per square foot 2008: 0; Electrical Energy Use per square foot 2009: 0; Electrical Energy Use per square foot 2010: 0; Electrical Energy Use per square foot 2011: 0; Electrical Energy Use per square foot 2012: 0; Electrical Energy Use per square foot 2013: 0; Electrical Energy Use per square foot 2014: 0; Electrical Energy Use per square foot 2015: 0; Electrical Energy Use per square foot 2016: 0; Electrical Energy Use per square foot 2017: 0
847 | Sheet Metal Barn - SSSS - Agronomy | 1920 | [15 empty] | Electrical Energy Use per square foot 2008: 0; Electrical Energy Use per square foot 2009: 0; Electrical Energy Use per square foot 2010: 0; Electrical Energy Use per square foot 2011: 0; Electrical Energy Use per square foot 2012: 0; Electrical Energy Use per square foot 2013: 0; Electrical Energy Use per square foot 2014: 0; Electrical Energy Use per square foot 2015: 0; Electrical Energy Use per square foot 2016: 0; Electrical Energy Use per square foot 2017: 0
846 | Sheet Metal Barn - USDA | 2712 | [15 empty] | Electrical Energy Use per square foot 2008: 0; Electrical Energy Use per square foot 2009: 0; Electrical Energy Use per square foot 2010: 0; Electrical Energy Use per square foot 2011: 0; Electrical Energy Use per square foot 2012: 0; Electrical Energy Use per square foot 2013: 0; Electrical Energy Use per square foot 2014: 0; Electrical Energy Use per square foot 2015: 0; Electrical Energy Use per square foot 2016: 0; Electrical Energy Use per square foot 2017: 0
848 | Sheet Metal Barn - Weed Lab - USDA | 2048 | [15 empty] | Electrical Energy Use per square foot 2008: 0; Electrical Energy Use per square foot 2009: 0; Electrical Energy Use per square foot 2010: 0; Electrical Energy Use per square foot 2011: 0; Electrical Energy Use per square foot 2012: 0; Electrical Energy Use per square foot 2013: 0; Electrical Energy Use per square foot 2014: 0; Electrical Energy Use per square foot 2015: 0; Electrical Energy Use per square foot 2016: 0; Electrical Energy Use per square foot 2017: 0
873 | Sheet Metal Poultry Shed | 1250 | [15 empty] | Electrical Energy Use per square foot 2008: 0; Electrical Energy Use per square foot 2009: 0; Electrical Energy Use per square foot 2010: 0; Electrical Energy Use per square foot 2011: 0; Electrical Energy Use per square foot 2012: 0; Electrical Energy Use per square foot 2013: 0; Electrical Energy Use per square foot 2014: 0; Electrical Energy Use per square foot 2015: 0; Electrical Energy Use per square foot 2016: 0; Electrical Energy Use per square foot 2017: 0
1025 | Small Heifer Rearing-LAD | 5424 | [15 empty] | Electrical Energy Use per square foot 2008: 0; Electrical Energy Use per square foot 2009: 0; Electrical Energy Use per square foot 2010: 0; Electrical Energy Use per square foot 2011: 0; Electrical Energy Use per square foot 2012: 0; Electrical Energy Use per square foot 2013: 0; Electrical Energy Use per square foot 2014: 0; Electrical Energy Use per square foot 2015: 0; Electrical Energy Use per square foot 2016: 0; Electrical Energy Use per square foot 2017: 0
660 | Snack Bar & Lounge | 3307 | [15 empty] | Electrical Energy Use per square foot 2008: 0; Electrical Energy Use per square foot 2009: 0; Electrical Energy Use per square foot 2010: 0; Electrical Energy Use per square foot 2011: 0; Electrical Energy Use per square foot 2012: 0; Electrical Energy Use per square foot 2013: 0; Electrical Energy Use per square foot 2014: 0; Electrical Energy Use per square foot 2015: 0; Electrical Energy Use per square foot 2016: 0; Electrical Energy Use per square foot 2017: 0
399 | Soils Model Test Facility - Schnabel | 3520 | [15 empty] | Electrical Energy Use per square foot 2008: 0; Electrical Energy Use per square foot 2009: 0; Electrical Energy Use per square foot 2010: 0; Electrical Energy Use per square foot 2011: 0; Electrical Energy Use per square foot 2012: 0; Electrical Energy Use per square foot 2013: 0; Electrical Energy Use per square foot 2014: 0; Electrical Energy Use per square foot 2015: 0; Electrical Energy Use per square foot 2016: 0; Electrical Energy Use per square foot 2017: 0
998 | Solids Separation Unit - LAD | 558 | [15 empty] | Electrical Energy Use per square foot 2008: 0; Electrical Energy Use per square foot 2009: 0; Electrical Energy Use per square foot 2010: 0; Electrical Energy Use per square foot 2011: 0; Electrical Energy Use per square foot 2012: 0; Electrical Energy Use per square foot 2013: 0; Electrical Energy Use per square foot 2014: 0; Electrical Energy Use per square foot 2015: 0; Electrical Energy Use per square foot 2016: 0; Electrical Energy Use per square foot 2017: 0
1155 | Sourth Farms Heifer/Bull Barn #1 | 13802 | [15 empty] | Electrical Energy Use per square foot 2008: 0; Electrical Energy Use per square foot 2009: 0; Electrical Energy Use per square foot 2010: 0; Electrical Energy Use per square foot 2011: 0; Electrical Energy Use per square foot 2012: 0; Electrical Energy Use per square foot 2013: 0; Electrical Energy Use per square foot 2014: 0; Electrical Energy Use per square foot 2015: 0; Electrical Energy Use per square foot 2016: 0; Electrical Energy Use per square foot 2017: 0
925 | South Barn and Calf House-LAD | 8556 | [15 empty] | Electrical Energy Use per square foot 2008: 0; Electrical Energy Use per square foot 2009: 0; Electrical Energy Use per square foot 2010: 0; Electrical Energy Use per square foot 2011: 0; Electrical Energy Use per square foot 2012: 0; Electrical Energy Use per square foot 2013: 0; Electrical Energy Use per square foot 2014: 0; Electrical Energy Use per square foot 2015: 0; Electrical Energy Use per square foot 2016: 0; Electrical Energy Use per square foot 2017: 0
1162 | South Farm Individual Feeder Barn #1 | 13802 | [15 empty] | Electrical Energy Use per square foot 2008: 0; Electrical Energy Use per square foot 2009: 0; Electrical Energy Use per square foot 2010: 0; Electrical Energy Use per square foot 2011: 0; Electrical Energy Use per square foot 2012: 0; Electrical Energy Use per square foot 2013: 0; Electrical Energy Use per square foot 2014: 0; Electrical Energy Use per square foot 2015: 0; Electrical Energy Use per square foot 2016: 0; Electrical Energy Use per square foot 2017: 0
1151 | South Farms Bunkers | 12502 | [15 empty] | Electrical Energy Use per square foot 2008: 0; Electrical Energy Use per square foot 2009: 0; Electrical Energy Use per square foot 2010: 0; Electrical Energy Use per square foot 2011: 0; Electrical Energy Use per square foot 2012: 0; Electrical Energy Use per square foot 2013: 0; Electrical Energy Use per square foot 2014: 0; Electrical Energy Use per square foot 2015: 0; Electrical Energy Use per square foot 2016: 0; Electrical Energy Use per square foot 2017: 0
1157 | South Farms Commodity Shed | 6000 | [15 empty] | Electrical Energy Use per square foot 2008: 0; Electrical Energy Use per square foot 2009: 0; Electrical Energy Use per square foot 2010: 0; Electrical Energy Use per square foot 2011: 0; Electrical Energy Use per square foot 2012: 0; Electrical Energy Use per square foot 2013: 0; Electrical Energy Use per square foot 2014: 0; Electrical Energy Use per square foot 2015: 0; Electrical Energy Use per square foot 2016: 0; Electrical Energy Use per square foot 2017: 0
1152 | South Farms Cow Pens #1 | 16212 | [15 empty] | Electrical Energy Use per square foot 2008: 0; Electrical Energy Use per square foot 2009: 0; Electrical Energy Use per square foot 2010: 0; Electrical Energy Use per square foot 2011: 0; Electrical Energy Use per square foot 2012: 0; Electrical Energy Use per square foot 2013: 0; Electrical Energy Use per square foot 2014: 0; Electrical Energy Use per square foot 2015: 0; Electrical Energy Use per square foot 2016: 0; Electrical Energy Use per square foot 2017: 0
1153 | South Farms Cow Pens #2 | 16212 | [15 empty] | Electrical Energy Use per square foot 2008: 0; Electrical Energy Use per square foot 2009: 0; Electrical Energy Use per square foot 2010: 0; Electrical Energy Use per square foot 2011: 0; Electrical Energy Use per square foot 2012: 0; Electrical Energy Use per square foot 2013: 0; Electrical Energy Use per square foot 2014: 0; Electrical Energy Use per square foot 2015: 0; Electrical Energy Use per square foot 2016: 0; Electrical Energy Use per square foot 2017: 0
1147 | South Farms Equipment Shed | 3840 | [15 empty] | Electrical Energy Use per square foot 2008: 0; Electrical Energy Use per square foot 2009: 0; Electrical Energy Use per square foot 2010: 0; Electrical Energy Use per square foot 2011: 0; Electrical Energy Use per square foot 2012: 0; Electrical Energy Use per square foot 2013: 0; Electrical Energy Use per square foot 2014: 0; Electrical Energy Use per square foot 2015: 0; Electrical Energy Use per square foot 2016: 0; Electrical Energy Use per square foot 2017: 0
1150 | South Farms Feed Mixing | 3264 | [15 empty] | Electrical Energy Use per square foot 2008: 0; Electrical Energy Use per square foot 2009: 0; Electrical Energy Use per square foot 2010: 0; Electrical Energy Use per square foot 2011: 0; Electrical Energy Use per square foot 2012: 0; Electrical Energy Use per square foot 2013: 0; Electrical Energy Use per square foot 2014: 0; Electrical Energy Use per square foot 2015: 0; Electrical Energy Use per square foot 2016: 0; Electrical Energy Use per square foot 2017: 0
1159 | South Farms Group Feeder Barn #1 | 13802 | [15 empty] | Electrical Energy Use per square foot 2008: 0; Electrical Energy Use per square foot 2009: 0; Electrical Energy Use per square foot 2010: 0; Electrical Energy Use per square foot 2011: 0; Electrical Energy Use per square foot 2012: 0; Electrical Energy Use per square foot 2013: 0; Electrical Energy Use per square foot 2014: 0; Electrical Energy Use per square foot 2015: 0; Electrical Energy Use per square foot 2016: 0; Electrical Energy Use per square foot 2017: 0
1160 | South Farms Group Feeder Barn #2 | 13802 | [15 empty] | Electrical Energy Use per square foot 2008: 0; Electrical Energy Use per square foot 2009: 0; Electrical Energy Use per square foot 2010: 0; Electrical Energy Use per square foot 2011: 0; Electrical Energy Use per square foot 2012: 0; Electrical Energy Use per square foot 2013: 0; Electrical Energy Use per square foot 2014: 0; Electrical Energy Use per square foot 2015: 0; Electrical Energy Use per square foot 2016: 0; Electrical Energy Use per square foot 2017: 0
1158 | South Farms Hay Storage | 2406 | [15 empty] | Electrical Energy Use per square foot 2008: 0; Electrical Energy Use per square foot 2009: 0; Electrical Energy Use per square foot 2010: 0; Electrical Energy Use per square foot 2011: 0; Electrical Energy Use per square foot 2012: 0; Electrical Energy Use per square foot 2013: 0; Electrical Energy Use per square foot 2014: 0; Electrical Energy Use per square foot 2015: 0; Electrical Energy Use per square foot 2016: 0; Electrical Energy Use per square foot 2017: 0
1156 | South Farms Heifer/Bull Barn #2 | 13802 | [15 empty] | Electrical Energy Use per square foot 2008: 0; Electrical Energy Use per square foot 2009: 0; Electrical Energy Use per square foot 2010: 0; Electrical Energy Use per square foot 2011: 0; Electrical Energy Use per square foot 2012: 0; Electrical Energy Use per square foot 2013: 0; Electrical Energy Use per square foot 2014: 0; Electrical Energy Use per square foot 2015: 0; Electrical Energy Use per square foot 2016: 0; Electrical Energy Use per square foot 2017: 0
1163 | South Farms Individual Feeder Barn #2 | 13812 | [15 empty] | Electrical Energy Use per square foot 2008: 0; Electrical Energy Use per square foot 2009: 0; Electrical Energy Use per square foot 2010: 0; Electrical Energy Use per square foot 2011: 0; Electrical Energy Use per square foot 2012: 0; Electrical Energy Use per square foot 2013: 0; Electrical Energy Use per square foot 2014: 0; Electrical Energy Use per square foot 2015: 0; Electrical Energy Use per square foot 2016: 0; Electrical Energy Use per square foot 2017: 0
1161 | South Farms Isolation-Work Area | 16628 | [15 empty] | Electrical Energy Use per square foot 2008: 0; Electrical Energy Use per square foot 2009: 0; Electrical Energy Use per square foot 2010: 0; Electrical Energy Use per square foot 2011: 0; Electrical Energy Use per square foot 2012: 0; Electrical Energy Use per square foot 2013: 0; Electrical Energy Use per square foot 2014: 0; Electrical Energy Use per square foot 2015: 0; Electrical Energy Use per square foot 2016: 0; Electrical Energy Use per square foot 2017: 0
1164 | South Farms Metabolism | 3680 | [15 empty] | Electrical Energy Use per square foot 2008: 0; Electrical Energy Use per square foot 2009: 0; Electrical Energy Use per square foot 2010: 0; Electrical Energy Use per square foot 2011: 0; Electrical Energy Use per square foot 2012: 0; Electrical Energy Use per square foot 2013: 0; Electrical Energy Use per square foot 2014: 0; Electrical Energy Use per square foot 2015: 0; Electrical Energy Use per square foot 2016: 0; Electrical Energy Use per square foot 2017: 0
990 | Soybean Damage Lab - An Eng Farm | 1600 | [15 empty] | Electrical Energy Use per square foot 2008: 0; Electrical Energy Use per square foot 2009: 0; Electrical Energy Use per square foot 2010: 0; Electrical Energy Use per square foot 2011: 0; Electrical Energy Use per square foot 2012: 0; Electrical Energy Use per square foot 2013: 0; Electrical Energy Use per square foot 2014: 0; Electrical Energy Use per square foot 2015: 0; Electrical Energy Use per square foot 2016: 0; Electrical Energy Use per square foot 2017: 0
400 | Spray Containment Building (Golf Cs) | 900 | [15 empty] | Electrical Energy Use per square foot 2008: 0; Electrical Energy Use per square foot 2009: 0; Electrical Energy Use per square foot 2010: 0; Electrical Energy Use per square foot 2011: 0; Electrical Energy Use per square foot 2012: 0; Electrical Energy Use per square foot 2013: 0; Electrical Energy Use per square foot 2014: 0; Electrical Energy Use per square foot 2015: 0; Electrical Energy Use per square foot 2016: 0; Electrical Energy Use per square foot 2017: 0
282 | State Regional Office Building | 54086 | [15 empty] | Electrical Energy Use per square foot 2008: 0; Electrical Energy Use per square foot 2009: 0; Electrical Energy Use per square foot 2010: 0; Electrical Energy Use per square foot 2011: 0; Electrical Energy Use per square foot 2012: 0; Electrical Energy Use per square foot 2013: 0; Electrical Energy Use per square foot 2014: 0; Electrical Energy Use per square foot 2015: 0; Electrical Energy Use per square foot 2016: 0; Electrical Energy Use per square foot 2017: 0
882 | Storage Building - Pell Farm | 247 | [15 empty] | Electrical Energy Use per square foot 2008: 0; Electrical Energy Use per square foot 2009: 0; Electrical Energy Use per square foot 2010: 0; Electrical Energy Use per square foot 2011: 0; Electrical Energy Use per square foot 2012: 0; Electrical Energy Use per square foot 2013: 0; Electrical Energy Use per square foot 2014: 0; Electrical Energy Use per square foot 2015: 0; Electrical Energy Use per square foot 2016: 0; Electrical Energy Use per square foot 2017: 0
930 | Storage Shed-South Wright Ext-USDA | 800 | [15 empty] | Electrical Energy Use per square foot 2008: 0; Electrical Energy Use per square foot 2009: 0; Electrical Energy Use per square foot 2010: 0; Electrical Energy Use per square foot 2011: 0; Electrical Energy Use per square foot 2012: 0; Electrical Energy Use per square foot 2013: 0; Electrical Energy Use per square foot 2014: 0; Electrical Energy Use per square foot 2015: 0; Electrical Energy Use per square foot 2016: 0; Electrical Energy Use per square foot 2017: 0
164 | Structural Warehouse | 1550 | [15 empty] | Electrical Energy Use per square foot 2008: 0; Electrical Energy Use per square foot 2009: 0; Electrical Energy Use per square foot 2010: 0; Electrical Energy Use per square foot 2011: 0; Electrical Energy Use per square foot 2012: 0; Electrical Energy Use per square foot 2013: 0; Electrical Energy Use per square foot 2014: 0; Electrical Energy Use per square foot 2015: 0; Electrical Energy Use per square foot 2016: 0; Electrical Energy Use per square foot 2017: 0
835 | Swine Progeny Test Facility | 3772 | [15 empty] | Electrical Energy Use per square foot 2008: 0; Electrical Energy Use per square foot 2009: 0; Electrical Energy Use per square foot 2010: 0; Electrical Energy Use per square foot 2011: 0; Electrical Energy Use per square foot 2012: 0; Electrical Energy Use per square foot 2013: 0; Electrical Energy Use per square foot 2014: 0; Electrical Energy Use per square foot 2015: 0; Electrical Energy Use per square foot 2016: 0; Electrical Energy Use per square foot 2017: 0
1036 | Swine Res Ctr-Finishing Bldg #1 | 7111 | [15 empty] | Electrical Energy Use per square foot 2008: 0; Electrical Energy Use per square foot 2009: 0; Electrical Energy Use per square foot 2010: 0; Electrical Energy Use per square foot 2011: 0; Electrical Energy Use per square foot 2012: 0; Electrical Energy Use per square foot 2013: 0; Electrical Energy Use per square foot 2014: 0; Electrical Energy Use per square foot 2015: 0; Electrical Energy Use per square foot 2016: 0; Electrical Energy Use per square foot 2017: 0
1029 | Swine Res Ctr-Generator Bldg | 864 | [15 empty] | Electrical Energy Use per square foot 2008: 0; Electrical Energy Use per square foot 2009: 0; Electrical Energy Use per square foot 2010: 0; Electrical Energy Use per square foot 2011: 0; Electrical Energy Use per square foot 2012: 0; Electrical Energy Use per square foot 2013: 0; Electrical Energy Use per square foot 2014: 0; Electrical Energy Use per square foot 2015: 0; Electrical Energy Use per square foot 2016: 0; Electrical Energy Use per square foot 2017: 0
1035 | Swine Res Ctr-Growing Bldg #2 | 4967 | [15 empty] | Electrical Energy Use per square foot 2008: 0; Electrical Energy Use per square foot 2009: 0; Electrical Energy Use per square foot 2010: 0; Electrical Energy Use per square foot 2011: 0; Electrical Energy Use per square foot 2012: 0; Electrical Energy Use per square foot 2013: 0; Electrical Energy Use per square foot 2014: 0; Electrical Energy Use per square foot 2015: 0; Electrical Energy Use per square foot 2016: 0; Electrical Energy Use per square foot 2017: 0
1033 | Swine Res Ctr-Nursery | 3030 | [15 empty] | Electrical Energy Use per square foot 2008: 0; Electrical Energy Use per square foot 2009: 0; Electrical Energy Use per square foot 2010: 0; Electrical Energy Use per square foot 2011: 0; Electrical Energy Use per square foot 2012: 0; Electrical Energy Use per square foot 2013: 0; Electrical Energy Use per square foot 2014: 0; Electrical Energy Use per square foot 2015: 0; Electrical Energy Use per square foot 2016: 0; Electrical Energy Use per square foot 2017: 0
817 | Swine Research Center Storage | 322 | [15 empty] | Electrical Energy Use per square foot 2008: 0; Electrical Energy Use per square foot 2009: 0; Electrical Energy Use per square foot 2010: 0; Electrical Energy Use per square foot 2011: 0; Electrical Energy Use per square foot 2012: 0; Electrical Energy Use per square foot 2013: 0; Electrical Energy Use per square foot 2014: 0; Electrical Energy Use per square foot 2015: 0; Electrical Energy Use per square foot 2016: 0; Electrical Energy Use per square foot 2017: 0
343 | Telecommunications Node #1 | 1981 | [15 empty] | Electrical Energy Use per square foot 2008: 0; Electrical Energy Use per square foot 2009: 0; Electrical Energy Use per square foot 2010: 0; Electrical Energy Use per square foot 2011: 0; Electrical Energy Use per square foot 2012: 0; Electrical Energy Use per square foot 2013: 0; Electrical Energy Use per square foot 2014: 0; Electrical Energy Use per square foot 2015: 0; Electrical Energy Use per square foot 2016: 0; Electrical Energy Use per square foot 2017: 0
678 | T-Hangars -10 Ship | 9167 | [15 empty] | Electrical Energy Use per square foot 2008: 0; Electrical Energy Use per square foot 2009: 0; Electrical Energy Use per square foot 2010: 0; Electrical Energy Use per square foot 2011: 0; Electrical Energy Use per square foot 2012: 0; Electrical Energy Use per square foot 2013: 0; Electrical Energy Use per square foot 2014: 0; Electrical Energy Use per square foot 2015: 0; Electrical Energy Use per square foot 2016: 0; Electrical Energy Use per square foot 2017: 0
680 | T-Hangars-2 Ship | 3328 | [15 empty] | Electrical Energy Use per square foot 2008: 0; Electrical Energy Use per square foot 2009: 0; Electrical Energy Use per square foot 2010: 0; Electrical Energy Use per square foot 2011: 0; Electrical Energy Use per square foot 2012: 0; Electrical Energy Use per square foot 2013: 0; Electrical Energy Use per square foot 2014: 0; Electrical Energy Use per square foot 2015: 0; Electrical Energy Use per square foot 2016: 0; Electrical Energy Use per square foot 2017: 0
679 | T-Hangars-5 Ship | 5344 | [15 empty] | Electrical Energy Use per square foot 2008: 0; Electrical Energy Use per square foot 2009: 0; Electrical Energy Use per square foot 2010: 0; Electrical Energy Use per square foot 2011: 0; Electrical Energy Use per square foot 2012: 0; Electrical Energy Use per square foot 2013: 0; Electrical Energy Use per square foot 2014: 0; Electrical Energy Use per square foot 2015: 0; Electrical Energy Use per square foot 2016: 0; Electrical Energy Use per square foot 2017: 0
63 | University High School Gymnasium | 5985 | [15 empty] | Electrical Energy Use per square foot 2008: 0; Electrical Energy Use per square foot 2009: 0; Electrical Energy Use per square foot 2010: 0; Electrical Energy Use per square foot 2011: 0; Electrical Energy Use per square foot 2012: 0; Electrical Energy Use per square foot 2013: 0; Electrical Energy Use per square foot 2014: 0; Electrical Energy Use per square foot 2015: 0; Electrical Energy Use per square foot 2016: 0; Electrical Energy Use per square foot 2017: 0
974 | USDA Soybean Laboratory | 5779 | [15 empty] | Electrical Energy Use per square foot 2008: 0; Electrical Energy Use per square foot 2009: 0; Electrical Energy Use per square foot 2010: 0; Electrical Energy Use per square foot 2011: 0; Electrical Energy Use per square foot 2012: 0; Electrical Energy Use per square foot 2013: 0; Electrical Energy Use per square foot 2014: 0; Electrical Energy Use per square foot 2015: 0; Electrical Energy Use per square foot 2016: 0; Electrical Energy Use per square foot 2017: 0
35 | Vegetable Crops Building | 9124 | [15 empty] | Electrical Energy Use per square foot 2008: 0; Electrical Energy Use per square foot 2009: 0; Electrical Energy Use per square foot 2010: 0; Electrical Energy Use per square foot 2011: 0; Electrical Energy Use per square foot 2012: 0; Electrical Energy Use per square foot 2013: 0; Electrical Energy Use per square foot 2014: 0; Electrical Energy Use per square foot 2015: 0; Electrical Energy Use per square foot 2016: 0; Electrical Energy Use per square foot 2017: 0
981 | Vegetable Research Farm - Garage | 615 | [15 empty] | Electrical Energy Use per square foot 2008: 0; Electrical Energy Use per square foot 2009: 0; Electrical Energy Use per square foot 2010: 0; Electrical Energy Use per square foot 2011: 0; Electrical Energy Use per square foot 2012: 0; Electrical Energy Use per square foot 2013: 0; Electrical Energy Use per square foot 2014: 0; Electrical Energy Use per square foot 2015: 0; Electrical Energy Use per square foot 2016: 0; Electrical Energy Use per square foot 2017: 0
543 | Vermilion Riv Observ Ant O Fac | 1900 | [15 empty] | Electrical Energy Use per square foot 2008: 0; Electrical Energy Use per square foot 2009: 0; Electrical Energy Use per square foot 2010: 0; Electrical Energy Use per square foot 2011: 0; Electrical Energy Use per square foot 2012: 0; Electrical Energy Use per square foot 2013: 0; Electrical Energy Use per square foot 2014: 0; Electrical Energy Use per square foot 2015: 0; Electrical Energy Use per square foot 2016: 0; Electrical Energy Use per square foot 2017: 0
959 | Veterinary Res Farm-Farrowing House | 1000 | [15 empty] | Electrical Energy Use per square foot 2008: 0; Electrical Energy Use per square foot 2009: 0; Electrical Energy Use per square foot 2010: 0; Electrical Energy Use per square foot 2011: 0; Electrical Energy Use per square foot 2012: 0; Electrical Energy Use per square foot 2013: 0; Electrical Energy Use per square foot 2014: 0; Electrical Energy Use per square foot 2015: 0; Electrical Energy Use per square foot 2016: 0; Electrical Energy Use per square foot 2017: 0
961 | Veterinary Res Farm-Hog Barn | 1000 | [15 empty] | Electrical Energy Use per square foot 2008: 0; Electrical Energy Use per square foot 2009: 0; Electrical Energy Use per square foot 2010: 0; Electrical Energy Use per square foot 2011: 0; Electrical Energy Use per square foot 2012: 0; Electrical Energy Use per square foot 2013: 0; Electrical Energy Use per square foot 2014: 0; Electrical Energy Use per square foot 2015: 0; Electrical Energy Use per square foot 2016: 0; Electrical Energy Use per square foot 2017: 0
973 | Veterinary Res Farm-Horse Shelter | 2850 | [15 empty] | Electrical Energy Use per square foot 2008: 0; Electrical Energy Use per square foot 2009: 0; Electrical Energy Use per square foot 2010: 0; Electrical Energy Use per square foot 2011: 0; Electrical Energy Use per square foot 2012: 0; Electrical Energy Use per square foot 2013: 0; Electrical Energy Use per square foot 2014: 0; Electrical Energy Use per square foot 2015: 0; Electrical Energy Use per square foot 2016: 0; Electrical Energy Use per square foot 2017: 0
965 | Veterinary Res Farm-Isolation Bldg | 1110 | [15 empty] | Electrical Energy Use per square foot 2008: 0; Electrical Energy Use per square foot 2009: 0; Electrical Energy Use per square foot 2010: 0; Electrical Energy Use per square foot 2011: 0; Electrical Energy Use per square foot 2012: 0; Electrical Energy Use per square foot 2013: 0; Electrical Energy Use per square foot 2014: 0; Electrical Energy Use per square foot 2015: 0; Electrical Energy Use per square foot 2016: 0; Electrical Energy Use per square foot 2017: 0
964 | Veterinary Res Farm-Isolation Bldg | 750 | [15 empty] | Electrical Energy Use per square foot 2008: 0; Electrical Energy Use per square foot 2009: 0; Electrical Energy Use per square foot 2010: 0; Electrical Energy Use per square foot 2011: 0; Electrical Energy Use per square foot 2012: 0; Electrical Energy Use per square foot 2013: 0; Electrical Energy Use per square foot 2014: 0; Electrical Energy Use per square foot 2015: 0; Electrical Energy Use per square foot 2016: 0; Electrical Energy Use per square foot 2017: 0
966 | Veterinary Res Farm-Locker Room Bldg | 320 | [15 empty] | Electrical Energy Use per square foot 2008: 0; Electrical Energy Use per square foot 2009: 0; Electrical Energy Use per square foot 2010: 0; Electrical Energy Use per square foot 2011: 0; Electrical Energy Use per square foot 2012: 0; Electrical Energy Use per square foot 2013: 0; Electrical Energy Use per square foot 2014: 0; Electrical Energy Use per square foot 2015: 0; Electrical Energy Use per square foot 2016: 0; Electrical Energy Use per square foot 2017: 0
969 | Veterinary Res Farm-Pathological Inc | 972 | [15 empty] | Electrical Energy Use per square foot 2008: 0; Electrical Energy Use per square foot 2009: 0; Electrical Energy Use per square foot 2010: 0; Electrical Energy Use per square foot 2011: 0; Electrical Energy Use per square foot 2012: 0; Electrical Energy Use per square foot 2013: 0; Electrical Energy Use per square foot 2014: 0; Electrical Energy Use per square foot 2015: 0; Electrical Energy Use per square foot 2016: 0; Electrical Energy Use per square foot 2017: 0
967 | Veterinary Res Farm-Radioactive R B | 288 | [15 empty] | Electrical Energy Use per square foot 2008: 0; Electrical Energy Use per square foot 2009: 0; Electrical Energy Use per square foot 2010: 0; Electrical Energy Use per square foot 2011: 0; Electrical Energy Use per square foot 2012: 0; Electrical Energy Use per square foot 2013: 0; Electrical Energy Use per square foot 2014: 0; Electrical Energy Use per square foot 2015: 0; Electrical Energy Use per square foot 2016: 0; Electrical Energy Use per square foot 2017: 0
155 | Volatile Chemical Storage Building | 203 | [15 empty] | Electrical Energy Use per square foot 2008: 0; Electrical Energy Use per square foot 2009: 0; Electrical Energy Use per square foot 2010: 0; Electrical Energy Use per square foot 2011: 0; Electrical Energy Use per square foot 2012: 0; Electrical Energy Use per square foot 2013: 0; Electrical Energy Use per square foot 2014: 0; Electrical Energy Use per square foot 2015: 0; Electrical Energy Use per square foot 2016: 0; Electrical Energy Use per square foot 2017: 0
153 | Warehouse #1 - Hyd Engr Lab #1 | 16535 | [15 empty] | Electrical Energy Use per square foot 2008: 0; Electrical Energy Use per square foot 2009: 0; Electrical Energy Use per square foot 2010: 0; Electrical Energy Use per square foot 2011: 0; Electrical Energy Use per square foot 2012: 0; Electrical Energy Use per square foot 2013: 0; Electrical Energy Use per square foot 2014: 0; Electrical Energy Use per square foot 2015: 0; Electrical Energy Use per square foot 2016: 0; Electrical Energy Use per square foot 2017: 0
1139 | Water Survey Shop & Equipment Building #11 | 17785 | [15 empty] | Electrical Energy Use per square foot 2008: 0; Electrical Energy Use per square foot 2009: 0; Electrical Energy Use per square foot 2010: 0; Electrical Energy Use per square foot 2011: 0; Electrical Energy Use per square foot 2012: 0; Electrical Energy Use per square foot 2013: 0; Electrical Energy Use per square foot 2014: 0; Electrical Energy Use per square foot 2015: 0; Electrical Energy Use per square foot 2016: 0; Electrical Energy Use per square foot 2017: 0
80 | Weston Hall | 90900 |  | 1800 |  |  | 708.6007 | 91.169 | 118728.2536 |  |  | Flat roof | [5 empty] | Electrical Energy Use per square foot 2008: 0; Electrical Energy Use per square foot 2009: 0; Electrical Energy Use per square foot 2010: 0; Electrical Energy Use per square foot 2011: 0; Electrical Energy Use per square foot 2012: 0; Electrical Energy Use per square foot 2013: 0; Electrical Energy Use per square foot 2014: 0; Electrical Energy Use per square foot 2015: 0; Electrical Energy Use per square foot 2016: 0; Electrical Energy Use per square foot 2017: 0
1045 | Wildlife Building | 3600 | [15 empty] | Electrical Energy Use per square foot 2008: 0; Electrical Energy Use per square foot 2009: 0; Electrical Energy Use per square foot 2010: 0; Electrical Energy Use per square foot 2011: 0; Electrical Energy Use per square foot 2012: 0; Electrical Energy Use per square foot 2013: 0; Electrical Energy Use per square foot 2014: 0; Electrical Energy Use per square foot 2015: 0; Electrical Energy Use per square foot 2016: 0; Electrical Energy Use per square foot 2017: 0
554 | WILL TV Tower | 1941 | [15 empty] | Electrical Energy Use per square foot 2008: 0; Electrical Energy Use per square foot 2009: 0; Electrical Energy Use per square foot 2010: 0; Electrical Energy Use per square foot 2011: 0; Electrical Energy Use per square foot 2012: 0; Electrical Energy Use per square foot 2013: 0; Electrical Energy Use per square foot 2014: 0; Electrical Energy Use per square foot 2015: 0; Electrical Energy Use per square foot 2016: 0; Electrical Energy Use per square foot 2017: 0
16544452.3415
1 | TOTAL CAMPUS ENERGY USE (kWH) | 1 | 1 | 1 | 1 | [12 empty] | kWh Consumption 2008: 367850593.485; kWh Consumption 2009: 378530277.6; kWh Consumption 2010: 354601749.58; kWh Consumption 2011: 354348112.7; kWh Consumption 2012: 341053252.951; kWh Consumption 2013: 355284215.24; kWh Consumption 2014: 346854093.602; kWh Consumption 2015: 345805902.7; kWh Consumption 2016: 344811643.77; kWh Consumption 2017: 275206572.96
| (MWh) | [16 empty] | kWh Consumption 2008: 367850.5935; kWh Consumption 2009: 378530.2776; kWh Consumption 2010: 354601.7496; kWh Consumption 2011: 354348.1127; kWh Consumption 2012: 341053.253; kWh Consumption 2013: 355284.2152; kWh Consumption 2014: 346854.0936; kWh Consumption 2015: 345805.9027; kWh Consumption 2016: 344811.6438; kWh Consumption 2017: 275206.573

## energy intensive
Building | Gross Square Footage | Electrical Energy Use in 2016 (kWh) | Electrical Energy Use per ft²
Ice Arena | 51676 | 2326463 | 45.0202
Micro and Nanotechnology Laboratory | 147347 | 6217247 | 42.1946
Chemical and Life Sciences Building | 231316 | 9019458.46 | 38.9919
Institute for Genomic Biology | 219789 | 8466620 | 38.5216
Housing Food Stores | 51162 | 1855700 | 36.2711
Seitz Materials Research Laboratory | 123151 | 4145882 | 33.665
Oak Street Library | 51308 | 1686741 | 32.8748
Plant Sciences Laboratory | 100848 | 2725355 | 27.0244
Mechanical Engineering Building | 100518 | 2584055 | 25.7074
Newmark Civil Engineering Building | 208959 | 5047401 | 24.155
Richard T. Ubben Basketball Complex | 39067 | 890400 | 22.7916
Atkins Tennis Center | 68812 | 1420240 | 20.6394
Engineering Sciences Building | 107724 | 2036728.82 | 18.9069
Vet. Medicine Basic Sciences Building | 259413 | 4752435 | 18.32
Timothy J. Nugent Hall | 115517 | 2094929.59 | 18.1352
Ikenberry Dining Hall | 139557 | 2448379.2 | 17.5439
Digital Computer Laboratory | 194280 | 3362598 | 17.308
Veterinary Teaching Hospital | 233703 | 3922304.7 | 16.7833
Loomis Laboratory of Physics | 175513 | 2816063 | 16.0448
Natural Resources Studies Annex | 65416 | 967512 | 14.7901
Foreign Languages Building | 117715 | 1523440 | 12.9418
Illini Union | 305130 | 3896481 | 12.7699
Mechanical Engineering Laboratory | 151860 | 1877456 | 12.3631
Education Building | 94059 | 1129616 | 12.0097
Campus Recreation Center - East | 104575 | 1183985 | 11.3219
Physical Plant Services Building | 162883 | 1773612.82 | 10.8889
Rehabilitation Education Center (DRES) | 42080 | 456936 | 10.8587
Garage and Car Pool | 27395 | 293144 | 10.7006
Electrical and Computer Engineering | 238390 | 2491585.55 | 10.4517
Music Building | 105343 | 914665 | 8.6827
Agricultural Engineering Sciences Building | 106019 | 903173 | 8.519
Law Building | 189730 | 1545153 | 8.144
Allen Residence Hall | 157023 | 1215268.3 | 7.7394
Bousfield Hall | 186114 | 1409036 | 7.5708
Business Instructional Facility | 162251 | 1195195.96 | 7.3663
Activities and Recreation Center | 442235 | 3032277 | 6.8567
Huff Hall | 182536 | 1229492 | 6.7356
Everitt Electricity & Computer Engineering Laboratory | 124246 | 667648 | 5.3736
Krannert Art Museum | 62440 | 335304 | 5.37
Armory | 258510 | 1203493 | 4.6555
F-29 Parking Deck | 253669 | 836951.04 | 3.2994
North Campus Parking Deck | 521441 | 1486760.37 | 2.8513
Abbott Power Plant | 194896 | -283688136.52 | -1455.5873
Building | Gross Square Footage | Electrical Energy Use in 2016 (kWh) | Electrical Energy Use per ft²
Abbott Power Plant | 194896 | -283688136.52 | -1455.5873
Activities and Recreation Center | 442235 | 3032277 | 6.8567
Agricultural Engineering Sciences Building | 106019 | 903173 | 8.519
Allen Residence Hall | 157023 | 1215268.3 | 7.7394
Armory | 258510 | 1203493 | 4.6555
Atkins Tennis Center | 68812 | 1420240 | 20.6394
Bousfield Hall | 186114 | 1409036 | 7.5708
Business Instructional Facility | 162251 | 1195195.96 | 7.3663
Campus Recreation Center - East | 104575 | 1183985 | 11.3219
Chemical and Life Sciences Building | 231316 | 9019458.46 | 38.9919
Digital Computer Laboratory | 194280 | 3362598 | 17.308
Education Building | 94059 | 1129616 | 12.0097
Electrical and Computer Engineering | 238390 | 2491585.55 | 10.4517
Engineering Sciences Building | 107724 | 2036728.82 | 18.9069
Everitt Electricity & Computer Engineering Laboratory | 124246 | 667648 | 5.3736
F-29 Parking Deck | 253669 | 836951.04 | 3.2994
Foreign Languages Building | 117715 | 1523440 | 12.9418
Garage and Car Pool | 27395 | 293144 | 10.7006
Housing Food Stores | 51162 | 1855700 | 36.2711
Huff Hall | 182536 | 1229492 | 6.7356
Ice Arena | 51676 | 2326463 | 45.0202
Ikenberry Dining Hall | 139557 | 2448379.2 | 17.5439
Illini Union | 305130 | 3896481 | 12.7699
Institute for Genomic Biology | 219789 | 8466620 | 38.5216
Krannert Art Museum | 62440 | 335304 | 5.37
Law Building | 189730 | 1545153 | 8.144
Loomis Laboratory of Physics | 175513 | 2816063 | 16.0448
Mechanical Engineering Building | 100518 | 2584055 | 25.7074
Mechanical Engineering Laboratory | 151860 | 1877456 | 12.3631
Micro and Nanotechnology Laboratory | 147347 | 6217247 | 42.1946
Music Building | 105343 | 914665 | 8.6827
Natural Resources Studies Annex | 65416 | 967512 | 14.7901
Newmark Civil Engineering Building | 208959 | 5047401 | 24.155
North Campus Parking Deck | 521441 | 1486760.37 | 2.8513
Oak Street Library | 51308 | 1686741 | 32.8748
Physical Plant Services Building | 162883 | 1773612.82 | 10.8889
Plant Sciences Laboratory | 100848 | 2725355 | 27.0244
Rehabilitation Education Center (DRES) | 42080 | 456936 | 10.8587
Richard T. Ubben Basketball Complex | 39067 | 890400 | 22.7916
Seitz Materials Research Laboratory | 123151 | 4145882 | 33.665
Timothy J. Nugent Hall | 115517 | 2094929.59 | 18.1352
Vet. Medicine Basic Sciences Building | 259413 | 4752435 | 18.32
Veterinary Teaching Hospital | 233703 | 3922304.7 | 16.7833

## Bldg rooftop
Building | Gross Square Footage | Available Roof Area (ft²) | Potential Annual Solar Generation (MWh) | Potential Solar Generation (kWh/year)
Physical Plant Services Building | 162883 | 129600 | 791.5217 | 791521.6908 | 12000
Activities and Recreation Center | 442235 | 118800 | 725.5615 | 725561.5499 | 11000
North Campus Parking Deck | 521441 | 81000 | 494.7011 | 494701.0568 | 7500
Electrical and Computer Engineering | 238390 | 33480 | 399 | 399000 | 3100
Armory | 258510 | 64800 | 395.7608 | 395760.8454 | 6000
Law Building | 189730 | 64800 | 395.7608 | 395760.8454 | 6000
Ikenberry Dining Hall | 139557 | 62640 | 382.5688 | 382568.8172 | 5800
Atkins Tennis Center | 68812 | 56160 | 342.9927 | 342992.7327 | 5200
Housing Food Stores | 51162 | 48600 | 296.8206 | 296820.6341 | 4500
Vet. Medicine Basic Sciences Building | 259413 | 48600 | 296.8206 | 296820.6341 | 4500
Loomis Laboratory of Physics | 175513 | 46440 | 283.6286 | 283628.6059 | 4300
Veterinary Teaching Hospital | 233703 | 44280 | 270.4366 | 270436.5777 | 4100
Abbott Power Plant | 194896 | 43200 | 263.8406 | 263840.5636 | 4000
Digital Computer Laboratory | 194280 | 43200 | 263.8406 | 263840.5636 | 4000
F-29 Parking Deck | 253669 | 43200 | 263.8406 | 263840.5636 | 4000
Micro and Nanotechnology Laboratory | 147347 | 43200 | 263.8406 | 263840.5636 | 4000
Newmark Civil Engineering Building | 208959 | 43200 | 263.8406 | 263840.5636 | 4000
Agricultural Engineering Sciences Building | 106019 | 41040 | 250.6485 | 250648.5354 | 3800
Seitz Materials Research Laboratory | 123151 | 33480 | 204.4764 | 204476.4368 | 3100
Rehabilitation Education Center (DRES) | 42080 | 30240 | 184.6884 | 184688.3945 | 2800
Huff Hall | 182536 | 28080 | 171.4964 | 171496.3663 | 2600
Krannert Art Museum | 62440 | 28080 | 171.4964 | 171496.3663 | 2600
Allen Residence Hall | 157023 | 27000 | 164.9004 | 164900.3523 | 2500
Chemical and Life Sciences Building | 231316 | 27000 | 164.9004 | 164900.3523 | 2500
Mechanical Engineering Building | 100518 | 27000 | 164.9004 | 164900.3523 | 2500
Mechanical Engineering Laboratory | 151860 | 27000 | 164.9004 | 164900.3523 | 2500
Natural Resources Studies Annex | 65416 | 27000 | 164.9004 | 164900.3523 | 2500
Plant Sciences Laboratory | 100848 | 27000 | 164.9004 | 164900.3523 | 2500
Timothy J. Nugent Hall | 115517 | 27000 | 164.9004 | 164900.3523 | 2500
Illini Union | 305130 | 25920 | 158.3043 | 158304.3382 | 2400
Institute for Genomic Biology | 219789 | 25920 | 158.3043 | 158304.3382 | 2400
Campus Recreation Center - East | 104575 | 24840 | 151.7083 | 151708.3241 | 2300
Ice Arena | 51676 | 24840 | 151.7083 | 151708.3241 | 2300
Oak Street Library | 51308 | 24840 | 151.7083 | 151708.3241 | 2300
Richard T. Ubben Basketball Complex | 39067 | 24840 | 151.7083 | 151708.3241 | 2300
Bousfield Hall | 186114 | 23760 | 145.1123 | 145112.31 | 2200
Education Building | 94059 | 21600 | 131.9203 | 131920.2818 | 2000
Engineering Sciences Building | 107724 | 21600 | 131.9203 | 131920.2818 | 2000
Everitt Electricity & Computer Engineering Laboratory | 124246 | 21600 | 131.9203 | 131920.2818 | 2000
Foreign Languages Building | 117715 | 21600 | 131.9203 | 131920.2818 | 2000
Music Building | 105343 | 21600 | 131.9203 | 131920.2818 | 2000
Garage and Car Pool | 27395 | 20520 | 125.3243 | 125324.2677 | 1900
Business Instructional Facility | 162251 | 10800 | 65.9601 | 65960.1409 | 1000
Building | Gross Square Footage | Available Roof Area (ft²)
Abbott Power Plant | 194896 | 43200
Activities and Recreation Center | 442235 | 118800
Agricultural Engineering Sciences Building | 106019 | 41040
Allen Residence Hall | 157023 | 27000
Armory | 258510 | 64800
Atkins Tennis Center | 68812 | 56160
Bousfield Hall | 186114 | 23760
Business Instructional Facility | 162251 | 10800
Campus Recreation Center - East | 104575 | 24840
Chemical and Life Sciences Building | 231316 | 27000
Digital Computer Laboratory | 194280 | 43200
Education Building | 94059 | 21600
Electrical and Computer Engineering | 238390 | 33480
Engineering Sciences Building | 107724 | 21600
Everitt Electricity & Computer Engineering Laboratory | 124246 | 21600
F-29 Parking Deck | 253669 | 43200
Foreign Languages Building | 117715 | 21600
Garage and Car Pool | 27395 | 20520
Housing Food Stores | 51162 | 48600
Huff Hall | 182536 | 28080
Ice Arena | 51676 | 24840
Ikenberry Dining Hall | 139557 | 62640
Illini Union | 305130 | 25920
Institute for Genomic Biology | 219789 | 25920
Krannert Art Museum | 62440 | 28080
Law Building | 189730 | 64800
Loomis Laboratory of Physics | 175513 | 46440
Mechanical Engineering Building | 100518 | 27000
Mechanical Engineering Laboratory | 151860 | 27000
Micro and Nanotechnology Laboratory | 147347 | 43200
Music Building | 105343 | 21600
Natural Resources Studies Annex | 65416 | 27000
Newmark Civil Engineering Building | 208959 | 43200
North Campus Parking Deck | 521441 | 81000
Oak Street Library | 51308 | 24840
Physical Plant Services Building | 162883 | 129600
Plant Sciences Laboratory | 100848 | 27000
Rehabilitation Education Center (DRES) | 42080 | 30240
Richard T. Ubben Basketball Complex | 39067 | 24840
Seitz Materials Research Laboratory | 123151 | 33480
Timothy J. Nugent Hall | 115517 | 27000
Vet. Medicine Basic Sciences Building | 259413 | 48600
Veterinary Teaching Hospital | 233703 | 44280

## ARC
Building | Notes | Initial Review Comments by ARC
Abbott Power Plant | Flat roof, a study was done by a senior design group with good information | O = Okay, has potential
Activities and Recreation Center | Flat roof; hard to tell which portions are flat, this is a very rough estimate | O = Okay, has potential, there are some existing
Ag Engineering Sciences Building | Flat roof | O = Okay, has potential
Allen Residence Hall | Flat roof w/ connection to LAR | X = not recommended
Armory | 2200 m^2 flat roof, 4800 south facing curved dome roof | X = not recommended
Atkins Tennis Center | Flat roof; Atkins Tennis Centery | O = Okay, has potential
Bousfield Hall | Flat roof | O = Okay, has potential
Business Instructional Facility | Additional solar energy generation planned | O = Okay, has potential
Campus Recreation Center - East | 1/2 South facing angled roof, 1/2 flat roof | x = not recommended
Chemical and Life Sciences Building | Flat roof | O = Okay, has potential
Digital Computer Laboratory | Flat roof, shading may be a problem with tiered roof levels | O = Okay, has potential
Education Building | Flat roof | X = not recommended
Electrical & Computer Engineering | Flat roof | O = Okay, already planned
Engineering Sciences Building | Flat roof, potential north shading from trees | O = Okay, has potential
Everitt Laboratory | Flat roof, already has solar up there | O = Okay, has potential
F-29 Parking Deck | Large flat parking deck; see ECE Building parking deck plans | O = Okay, has potential
Foreign Languages Building | Flat roof | X = not recommended
Garage & Carpool | Flat roof | O = Okay, has potential
Housing Food Stores | Flat roof | O = Okay, has potential
Huff Hall | flat roof | X = not recommended
Ice Arena | Flat roof | X = not recommended
Ikenberry Dining Hall | Flat roof | O = Okay, has potential
Illini Union | 3/4 Flat roof, 1/4 south facing angled roof; access to angled roof may be difficult | X = not recommended
Institute for Genomic Biology | Flat roof for a majority; appr. 300 m^2 angled south facing roof | O = Okay, has potential
Krannert Art Museum | Flat roof; satellite images aren't great, hard to tell what roof looks like | X = not recommended
Law Building | Flat roof | O = Okay, has potential
Loomis Laboratory of Physics | Flat roof | O = Okay, has potential
Mechanical Engineering Building | Flat roof | O = Okay, has potential
Mechanical Engineering Laboratory | Flat roof portion | X = not recommended
Micro and Nanotechnology Laboratory | Flat roof | O = Okay, has potential
Music Building | Flat roof, may have the same issues as Krannert due to acoustics for some of the rooms | O = Okay, has potential
Natural Resources Studies Annex | Flat roof; not pictured on map given | O = Okay, has potential
Newmark Civil Engineering Building | Flat roof, however with the raised middle section shading may be a problem on the perimeter | O = Okay, has potential in some areas
North Campus Parking Deck | ECE Building is planning on using this already | O - Okay, there has been a study completed for this site
Oak Street Library | Flat roof; Oak Street Library Facility | O = Okay, has potential
Physical Plant Services Building | Flat roof | O = Okay, has potential
Plant Sciences Laboratory | Flat roof on north side of greenhouses | O = Okay, has potential
Rehabilitation Education Center | Flat roof | O = Okay, has potential
Richard T. Ubben Basketball Complex | Flat roof | O = Okay, has potential
Seitz Materials Research Laboratory | Flat roof, some shading | O = Okay, has potential
Timothy J. Nugent Hall | Flat roof | O = Okay, has potential
Vet. Medicine Basic Sciences Building | Flat roof | O = Okay, has potential
Veterinary Teaching Hospital | Flat roof | X = not recommended
Building | Notes | Initial Review Comments by ARC
Abbott Power Plant | Flat roof, a study was done by a senior design group with good information | O = Okay, has potential
Activities and Recreation Center | Flat roof; hard to tell which portions are flat, this is a very rough estimate | O = Okay, has potential, there are some existing
Ag Engineering Sciences Building | Flat roof | O = Okay, has potential
Allen Residence Hall | Flat roof w/ connection to LAR | X = not recommended
Armory | 2200 m^2 flat roof, 4800 south facing curved dome roof | X = not recommended
Atkins Tennis Center | Flat roof; Atkins Tennis Centery | O = Okay, has potential
Bousfield Hall | Flat roof | O = Okay, has potential
Business Instructional Facility | Additional solar energy generation planned | O = Okay, has potential
Campus Recreation Center - East | 1/2 South facing angled roof, 1/2 flat roof | x = not recommended
Chemical and Life Sciences Building | Flat roof | O = Okay, has potential
Digital Computer Laboratory | Flat roof, shading may be a problem with tiered roof levels | O = Okay, has potential
Education Building | Flat roof | X = not recommended
Electrical & Computer Engineering | Flat roof | O = Okay, already planned
Engineering Sciences Building | Flat roof, potential north shading from trees | O = Okay, has potential
Everitt Laboratory | Flat roof, already has solar up there | O = Okay, has potential
F-29 Parking Deck | Large flat parking deck; see ECE Building parking deck plans | O = Okay, has potential
Foreign Languages Building | Flat roof | X = not recommended
Garage & Carpool | Flat roof | O = Okay, has potential
Housing Food Stores | Flat roof | O = Okay, has potential
Huff Hall | flat roof | X = not recommended
Ice Arena | Flat roof | X = not recommended
Ikenberry Dining Hall | Flat roof | O = Okay, has potential
Illini Union | 3/4 Flat roof, 1/4 south facing angled roof; access to angled roof may be difficult | X = not recommended
Institute for Genomic Biology | Flat roof for a majority; appr. 300 m^2 angled south facing roof | O = Okay, has potential
Krannert Art Museum | Flat roof; satellite images aren't great, hard to tell what roof looks like | X = not recommended
Law Building | Flat roof | O = Okay, has potential
Loomis Laboratory of Physics | Flat roof | O = Okay, has potential
Mechanical Engineering Building | Flat roof | O = Okay, has potential
Mechanical Engineering Laboratory | Flat roof portion | X = not recommended
Micro and Nanotechnology Laboratory | Flat roof | O = Okay, has potential
Music Building | Flat roof, may have the same issues as Krannert due to acoustics for some of the rooms | O = Okay, has potential
Natural Resources Studies Annex | Flat roof; not pictured on map given | O = Okay, has potential
Newmark Civil Engineering Building | Flat roof, however with the raised middle section shading may be a problem on the perimeter | O = Okay, has potential in some areas
North Campus Parking Deck | ECE Building is planning on using this already | O - Okay, there has been a study completed for this site
Oak Street Library | Flat roof; Oak Street Library Facility | O = Okay, has potential
Physical Plant Services Building | Flat roof | O = Okay, has potential
Plant Sciences Laboratory | Flat roof on north side of greenhouses | O = Okay, has potential
Rehabilitation Education Center | Flat roof | O = Okay, has potential
Richard T. Ubben Basketball Complex | Flat roof | O = Okay, has potential
Seitz Materials Research Laboratory | Flat roof, some shading | O = Okay, has potential
Timothy J. Nugent Hall | Flat roof | O = Okay, has potential
Vet. Medicine Basic Sciences Building | Flat roof | O = Okay, has potential
Veterinary Teaching Hospital | Flat roof | X = not recommended

## rooftype
Building | Type of Roof | Additional Comments
Abbott Power Plant | Flat roof | East roof was redone 10-12 years ago; Center section has less sun
Activities and Recreation Center | Flat roof; Metal deck | They have solar thermal now; Solar PV is a good idea; Some parts of the roof are 10-15 years old, however there are new parts (6 years old) which could definitely hold the panels.
Ag Engineering Sciences Building | Flat roof | However not very new and therefore may not be suitable
Allen Residence Hall | Flat roof
Armory | 2200 m² of flat roof, 4800 m² south facing curved dome roof
Atkins Tennis Center | Flat roof
Bousfield Hall | Flat roof; Metal deck | Good roof for solar installation; Brand new TPO by Housing
Business Instructional Facility | Flat roof | Additional solar already planned therefore a good candidate
Campus Recreation Center - East | Half angled and half flat
Chemical and Life Sciences Building | Flat roof
Digital Computer Laboratory | Flat roof; Metal deck | Shading may be a problem with the tiered roof levels; One section was re-roofed; Other parts are very old and require re-roofing
Education Building | Flat roof
Electrical & Computer Engineering | Flat roof | Already planning solar on rooftop therefore good candidate
Engineering Sciences Building | Flat roof | Potential shading from trees in the North; Fairly new roof but has a lot of mechanical equipment on it
Everitt Laboratory | Flat roof | Post construction maybe a good candidate in the future
F-29 Parking Deck | Flat | Check plans for NCPD solar
Foreign Languages Building | Flat roof
Garage & Carpool
Housing Food Stores | Flat roof | Roof barely keeps water away; Requires new roofing; Not a suitable option for solar
Huff Hall | Flat roof
Ice Arena | Flat roof
Ikenberry Dining Hall | Flat roof; Metal deck | New roof therefore suitable to hold panels
Illini Union | 3/4 Flat; 1/4 south facing angled | For historic preservaion issues, not a good choice
Institute for Genomic Biology | Majority flat roof; Metal deck | Rubber roof about 8-10 years old therefore suitable
Krannert Art Museum | flat roof
Law Building | Flat roof; Metal deck | Some areas are good, however some seem to be in a bad shape
Loomis Laboratory of Physics | Flat roof
Mechanical Engineering Building | Flat roof | Major remodelling and addition is in the pipeline
Mechanical Engineering Laboratory | Flat roof
Micro and Nanotechnology Laboratory | Flat roof | Has old and new sections mixed up, therefore not a good choice
Music Building | Flat roof | May have similar issues like Krannert in terms of acoustics; Roof replacement in the pipeline therefore not a good option
Natural Resources Studies Annex | Flat roof | However, granular therefore not recommended for solar
Newmark Civil Engineering Building | Flat roof | Has mechanical equipment; the central raised section may cause shading issues
North Campus Parking Deck | Flat | ECE building is planning to use already therefore a good option
Oak Street Library | Flat roof; Metal deck | Rubber roof and in good shape therefore a good candidate
Physical Plant Services Building | Flat roof | Decently good condition; could look at ARC's design of erecting a steel frame to hold solar thermal
Plant Sciences Laboratory | Flat roof; Metal deck | Re-roofing may be required
Rehabilitation Education Center | Flat roof | Fairly new roof; Shading from trees around maybe an issue
Richard T. Ubben Basketball Complex | Flat roof; Metal deck | Fairly new roof (8-10 years old) and in good shape
Seitz Materials Research Laboratory | Flat roof | ESCO project may use majority of the available roof therefore not a good option
Timothy J. Nugent Hall | Flat roof; Metal deck | Good roof with Housing's new TPO
Vet. Medicine Basic Sciences Building | Flat roof | LAC and SAC have new flat roofs which could be potential candidates for solar
Veterinary Teaching Hospital
Building | Type of Roof | Additional Comments
Abbott Power Plant | Flat roof | East roof was redone 10-12 years ago; Center section has less sun
Activities and Recreation Center | Flat roof; Metal deck | They have solar thermal now; Solar PV is a good idea; Some parts of the roof are 10-15 years old, however there are new parts (6 years old) which could definitely hold the panels.
Ag Engineering Sciences Building | Flat roof | However not very new and therefore may not be suitable
Allen Residence Hall | Flat roof
Armory | 2200 m² of flat roof, 4800 m² south facing curved dome roof
Atkins Tennis Center | Flat roof
Bousfield Hall | Flat roof; Metal deck | Good roof for solar installation; Brand new TPO by Housing
Business Instructional Facility | Flat roof | Additional solar already planned therefore a good candidate
Campus Recreation Center - East | Half angled and half flat
Chemical and Life Sciences Building | Flat roof
Digital Computer Laboratory | Flat roof; Metal deck | Shading may be a problem with the tiered roof levels; One section was re-roofed; Other parts are very old and require re-roofing
Education Building | Flat roof
Electrical & Computer Engineering | Flat roof | Already planning solar on rooftop therefore good candidate
Engineering Sciences Building | Flat roof | Potential shading from trees in the North; Fairly new roof but has a lot of mechanical equipment on it
Everitt Laboratory | Flat roof | Post construction maybe a good candidate in the future
F-29 Parking Deck | Flat | Check plans for NCPD solar
Foreign Languages Building | Flat roof
Garage & Carpool
Housing Food Stores | Flat roof | Roof barely keeps water away; Requires new roofing; Not a suitable option for solar
Huff Hall | Flat roof
Ice Arena | Flat roof
Ikenberry Dining Hall | Flat roof; Metal deck | New roof therefore suitable to hold panels
Illini Union | 3/4 Flat; 1/4 south facing angled | For historic preservaion issues, not a good choice
Institute for Genomic Biology | Majority flat roof; Metal deck | Rubber roof about 8-10 years old therefore suitable
Krannert Art Museum | flat roof
Law Building | Flat roof; Metal deck | Some areas are good, however some seem to be in a bad shape
Loomis Laboratory of Physics | Flat roof
Mechanical Engineering Building | Flat roof | Major remodelling and addition is in the pipeline
Mechanical Engineering Laboratory | Flat roof
Micro and Nanotechnology Laboratory | Flat roof | Has old and new sections mixed up, therefore not a good choice
Music Building | Flat roof | May have similar issues like Krannert in terms of acoustics; Roof replacement in the pipeline therefore not a good option
Natural Resources Studies Annex | Flat roof | However, granular therefore not recommended for solar
Newmark Civil Engineering Building | Flat roof | Has mechanical equipment; the central raised section may cause shading issues
North Campus Parking Deck | Flat | ECE building is planning to use already therefore a good option
Oak Street Library | Flat roof; Metal deck | Rubber roof and in good shape therefore a good candidate
Physical Plant Services Building | Flat roof | Decently good condition; could look at ARC's design of erecting a steel frame to hold solar thermal
Plant Sciences Laboratory | Flat roof; Metal deck | Re-roofing may be required
Rehabilitation Education Center | Flat roof | Fairly new roof; Shading from trees around maybe an issue
Richard T. Ubben Basketball Complex | Flat roof; Metal deck | Fairly new roof (8-10 years old) and in good shape
Seitz Materials Research Laboratory | Flat roof | ESCO project may use majority of the available roof therefore not a good option
Timothy J. Nugent Hall | Flat roof; Metal deck | Good roof with Housing's new TPO
Vet. Medicine Basic Sciences Building | Flat roof | LAC and SAC have new flat roofs which could be potential candidates for solar
Veterinary Teaching Hospital

## poster
Building |  | Gross Square Footage | Electrical Energy Use in 2016 (kWh) | Electrical Energy Use per ft² | Available Roof Area (ft²) | Annual Potential Generation (MWh) | Architecture Review Committee | Building Rooftop Type | Questions for Building Stakeholders
[9 empty] | Can we include your building in this project propsal? | What benefits do you see for your department from having rooftop solar? | What resources can you contribute towards this effort? | Are there building specific needs we should be aware of? (concerns that need to be addressed)
1 | Abbott Power Plant | 194896 | - | - | 43200 | 265 | O = Okay, has potential | Flat roof | yes | Support the iCAP | Human resource - willing to invest time, be involved in discussions, etc. | Willing to put solar but SSC not willing to fund "coal/dirty fuel plant"
2 | Activities and Recreation Center | 442235 | 3032277 | 6.8567 | 118800 | 725 | O = Okay, has potential, there are some existing | Flat roof; Metal deck | yes | Reduce energy bills | Some monetory help; Human resources and involvement during RFP process | The roof is multi-floored i.e. varies in height; Require access for roof-repair work; There is a rubber+rock layer on the roof; The roof has previously caused some problems; There is HVAC equipment on the roof; The solar thermal in ARC has been over designed, therefore avoid this mistake with PV; Concerned with putting panels in the east side due to wooden floors
3 | Bousfield Hall | 186114 | 1409036 | 7.5708 | 23760 | 145 | O = Okay, has potential | Flat roof; Metal deck | yes | Student perception improves; at least generate some of their own energy | Finances can be reviewed on case-to-case basis; Want a more concrete plan to commit to any resources | Has green roofs and the whole roof can be used
4 | Additional solar on Business Instructional Facility | 162251 | 1195195.96 | 7.3663 | 10800 | 66 | O = Okay, has potential | Flat roof | yes | Departmental luxury; Reduce energy bills | Will be funded by unit | New floor addition
5 | Digital Computer Laboratory | 194280 | 3362598 | 17.308 | 43200 | 265 | O = Okay, has potential | Flat roof; Metal deck | yes | Employee pride; shared ownership towards campus' sustainability goals | Human resource - willing to invest time, be involved in discussions, etc. | Potential roof damage from panels; How to lay new roofs; Downstream costs from the department; Roof belongs to F&S; New floor addition being planned; 2 storey HVAC leaks in the atrium space; Small sections are shaded
7 | Electrical and Computer Engineering | 238390 | 2491585.55 | 10.4517 | 33480 | 400 | O = Okay, already planned | Flat roof | yes | Step closer to net-zero; Reduce enery bills | Will be funded by unit | Commissioned; Installation to be completed and generation to begin in Summer 2017
8 | Garage and Carpool | 27395 | 293144 | 10.7006 | 20520 | 125 | O = Okay, has potential |  | yes | Support the iCAP | Human resource - willing to invest time, be involved in discussions, etc. | --
9 | Ikenberry Dining Hall | 139557 | 2448379.2 | 17.5439 | 62640 | 380 | O = Okay, has potential | Flat roof; Metal deck | yes | Student perception improves; At least generate some of their own energy | Finances can be reviewed on case-to-case basis; Want a more concrete plan to commit to any resources | The center has a steel structural unit - screen with rooftop units; Roof has differential elvels that might affect shading; Weston Hall shades some portions of the roof
10 | Institute for Genomic Biology | 219789 | 8466620 | 38.5216 | 25920 | 160 | O = Okay, has potential | Majority flat roof; Metal deck | yes | Reduce energy bills | Human resource - willing to invest time, be involved in discussions, etc. | Solar PV installation should not shade the neighbouring murrow plots since the addition of a fourth floor was denied on account of shading over the murrow plots
11 | Law Building | 189730 | 1545153 | 8.144 | 64800 | 395 | O = Okay, has potential | Flat roof; Metal deck | yes | Reduce energy bills | Human resource - willing to invest time, be involved in discussions, etc. | The roof is multi-floored i.e. varies in height; The lighter area is a relatively newer roof
12 | North Campus Parking Deck | 521441 | 1486760.37 | 2.8513 | 81000 | 1595 | O - Okay, there has been a study completed for this site | Flat | yes | Reduce energy bills | Will be funded by unit | --
13 | Oak Street Library | 51308 | 1686741 | 32.8748 | 24840 | 150 | O = Okay, has potential | Flat roof; Metal deck | yes | Reduce energy bills | Human resource - willing to invest time, be involved in discussions, etc. | Unaware of the long term library stacks' plan; Avoid the roof hatch area; There are parapets between vaults 2 and 3; HVAC equipment is present on the roof; Is there a potential impact on neighbours?
14 | Physical Plant Services Building | 162883 | 1773612.82 | 10.8889 | 129600 | 790 | O = Okay, has potential | Flat roof | yes | Support the iCAP | -- | --
15 | Plant Sciences Laboratory | 100848 | 2725355 | 27.0244 | 27000 | 165 | O = Okay, has potential | Flat roof; Metal deck | yes | Marketing benefits; Benefits to NRES and Crop Sciences | Human resource - willing to invest time, be involved in discussions, etc. | Protect the greenhouses from potential shading due to panels; Not a completely flat roof and therefore shading may occur; The building requires a new roof; Equipment being maintained on the roof requires access; Greenhouses are sprayed on in the spring - could this affect the panels?
6 | Rehabilitation Education Center (DRES) | 42080 | 456936 | 10.8587 | 30240 | 185 | O = Okay, has potential | Flat roof | yes | Reduce energy bills; Contributing to the overall campus goals | Human resource - willing to invest time, be involved in discussions, etc. | It is not a completely flat roof; Cannot put panels where trees shade the roof OR get rid of the trees on account for installin solar PV; Roof was redone in 2008 and is fairly new; A layer of dust typically forms on the cars due to the neighbouring power plant - could be a maintenance issue for the panels;
16 | Richard T. Ubben Basketball Complex | 39067 | 890400 | 22.7916 | 24840 | 150 | O = Okay, has potential | Flat roof; Metal deck | yes | Reduce energy bills; Improve student perception; More marketable to donors and students | Financial resources as applicable | There will be additions on the rooftop in the future to make the facility world-class; Design work may begin by 2020; may not be feasible for FY20 but definitely for FY25 iCAP plan; Possibility of solar thermal on the smaller facilities is a welcome idea
17 | Timothy J. Nugent Hall | 115517 | 2094929.59 | 18.1352 | 27000 | 160 | O = Okay, has potential | Flat roof; Metal deck | yes | Student perception improves; At least generate some of their own energy | Finances can be reviewed on case-to-case basis; Want a more concrete plan to commit to any resources | Has a concrete deck; Avoid the lower roofs for asthetic reasons; Only the top 3 sections are feasible for solar PV

## Final Buildings list
Location | Annual generation (MWh)
Additional solar on Business Instructional Facility | unknown
NCPD roof & structure | 1595
Physical Plant Services Building | 790
Activities and Recreation Center | 725
ECE rooftop | 400
Law Building | 395
Ikenberry Dining Hall | 380
Digital Computer Laboratory | 265
Abbott Power Plant | 265
Disability Resources & Educational Services | 185
Plant Sciences Laboratory | 165
Timothy J. Nugent Hall | 160
Institute for Genomic Biology | 160
Richard T. Ubben Basketball Complex | 150
Oak Street Library | 150
Bousfield Hall | 145
Garage and Carpool | 125
TOTAL | 6055
Location | Annual Potential Generation (MWh)
Additional solar on Business Instructional Facility | unknown
NCPD roof & structure | 1595
Physical Plant Services Building | 790
Activities and Recreation Center | 725
ECE rooftop | 400
Law Building | 395
Ikenberry Dining Hall | 380
Digital Computer Laboratory | 265
Abbott Power Plant | 265
Disability Resources & Educational Services | 185
Plant Sciences Laboratory | 165
Timothy J. Nugent Hall | 160
Institute for Genomic Biology | 160
Richard T. Ubben Basketball Complex | 150
Oak Street Library | 150
Bousfield Hall | 145
Garage and Carpool | 125

## solar on campus
Year | Location | Name-plate Capacity (MW) | Annual generation (MWh)
FY10 | Business Instructional Facility | 0.033 | 45
FY13 | Building Research Council | 0.015 | 19.6
FY13 | Re_home | 0.007 | 9.3
FY14 | ARC solar thermal | - | -
FY16 | Solar Farm | 4.758 | 7800
FY16 | Wassaja Hall | 0.03 | 45
FY17 | Electrical and Computer Engineering | 0.27 | 400
|  | Total | 8318.9

## projected energy use
year | MWh/year | Forecast(MWh/year) | Lower Confidence Bound(MWh/year) | Upper Confidence Bound(MWh/year)
2008 | 367850.5935
2009 | 378530.2776
2010 | 354601.7496
2011 | 354348.1127
2012 | 341053.253
2013 | 355284.2152
2014 | 346854.0936
2015 | 345805.9027
2016 | 344811.6438 | 344811.6438 | 344811.6438 | 344811.6438
2017 |  | 337126.366 | 323005.6213 | 351247.1106
2018 |  | 333712.8658 | 319592.0576 | 347833.674
2019 |  | 330299.3656 | 316178.4445 | 344420.2867
2020 |  | 326885.8654 | 312764.7678 | 341006.9631
2021 |  | 323472.3652 | 309351.0134 | 337593.7171
2022 |  | 320058.8651 | 305937.1673 | 334180.5628
2023 |  | 316645.3649 | 302523.2153 | 330767.5145
2024 |  | 313231.8647 | 299109.1433 | 327354.5861
2025 |  | 309818.3645 | 295694.9372 | 323941.7918
2026 |  | 306404.8643 | 292280.5829 | 320529.1458
2027 |  | 302991.3642 | 288866.0663 | 317116.662
2028 |  | 299577.864 | 285451.3734 | 313704.3546
2029 |  | 296164.3638 | 282036.49 | 310292.2376
2030 |  | 292750.8636 | 278621.4021 | 306880.3251
2031 |  | 289337.3634 | 275206.0957 | 303468.6312
2032 |  | 285923.8633 | 271790.5567 | 300057.1698
2033 |  | 282510.3631 | 268374.7712 | 296645.9549
2034 |  | 279096.8629 | 264958.7251 | 293235.0006
2035 |  | 275683.3627 | 261542.4046 | 289824.3208
2036 |  | 272269.8625 | 258125.7956 | 286413.9295
2037 |  | 268856.3623 | 254708.8842 | 283003.8405
2038 |  | 265442.8622 | 251291.6566 | 279594.0677
2039 |  | 262029.362 | 247874.099 | 276184.625
2040 |  | 258615.8618 | 244456.1975 | 272775.5261
2041 |  | 255202.3616 | 241037.9385 | 269366.7848
2042 |  | 251788.8614 | 237619.3081 | 265958.4148
2043 |  | 248375.3613 | 234200.2927 | 262550.4298
2044 |  | 244961.8611 | 230780.8787 | 259142.8434
2045 |  | 241548.3609 | 227361.0526 | 255735.6692
2046 |  | 238134.8607 | 223940.8009 | 252328.9206
2047 |  | 234721.3605 | 220520.11 | 248922.611
2048 |  | 231307.8604 | 217098.9668 | 245516.754
2049 |  | 227894.3602 | 213677.3577 | 242111.3626
2050 |  | 224480.86 | 210255.2697 | 238706.4502

## Sheet3
year | MWh/year
2008 | 367850.5935
2009 | 378530.2776
2010 | 354601.7496
2011 | 354348.1127
2012 | 341053.253
2013 | 355284.2152
2014 | 346854.0936
2015 | 345805.9027
2016 | 344811.6438
250000

## calc
2008 | 6928 | 3293000 | 2008 | 6928 | $0.00 | -
2009 | 6601 | 3113420 | 2009 | 6601 | $18,896.06 | 164.77
2010 | 6513 | 2634200 | 2010 | 6513 | $185,101.56 | 14.23
2011 | 7092 | 2410620 | 2011 | 7092 | $188,381.36 | 12.8
2012 | 5890 | 2064360 | 2012 | 5890 | $157,651.43 | 13.09
2013 | 6959 | 1717940 | 2013 | 6959 | $128,320.85 | 13.39
2014 | 7614 | 1602400 | 2014 | 7614 | $125,631.48 | 12.75
2015 | 7050 | 1411360 | 2015 | 7050 | $116,575.52 | 12.11
2016 | 5798 | 1517798 | 2016 | 5798 | $134,507.72 | 11.28
2017 | 4473 | 1341931 | 2017 | 4473 | $115,821.60 | 11.59
2008 | 6928 | 316230 | 2008 | 6928 | $0.00
2009 | 6601 | 272340 | 2009 | 6601 | $2,036.51 | 133.76
2010 | 6513 | 274050 | 2010 | 6513 | $19,296.11 | 14.2
2011 | 7092 | 226606 | 2011 | 7092 | $17,602.12 | 12.87
2012 | 5890 | 198240 | 2012 | 5890 | $15,159.51 | 13.08
2013 | 6959 | 302120 | 2013 | 6959 | $22,561.68 | 13.39
2014 | 7614 | 303400 | 2014 | 7614 | $23,795.79 | 12.75
2015 | 7050 | 252960 | 2015 | 7050 | $20,855.50 | 12.13
2016 | 5798 | 271740 | 2016 | 5798 | $24,042.01 | 11.3
2017 | 4473 | 204920 | 2017 | 4473 | $17,676.64 | 11.59