## Sheet1
| BID | BNAME | STATUS | VNAME | METER_ID | SERIAL_NUMBER | ACCOUNT | BillingUnit | EBSADMIN_METER.COMMENTS
| 0001 | Davenport Hall | A | UIUC Water | 00001-W2 | W13605593 |  | KGALs | S MTR, SOIL SAMPLE RM 4
| 0001 | Davenport Hall | A | UIUC Water | 00001-W1 | W8824120 |  | KGALs | N MTR, SOIL SAMPLE RM 4, UNDER ROOM 136
| 0002 | Performing Arts Annex | A | UIUC Water | 00002-W1 | W36880735 |  | KGALs | Enter East entry Key 106. FAB LAB Enter 2nd room and down stairs on West wall to basement. Meter in Northwest corner
| 0003 | McKinley Health Center | A | IAWC | W60754306N | 00003-W4 | 210001133243 | KGALs
| 0003 | McKinley Health Center | A | UIUC Water | 00003-W1 | W1186062 |  | KGALs | Basement mechanical room 1, middle west wall, Hospital side, Best M key
| 0003 | McKinley Health Center | A | UIUC Water | 00003-W3 | W36880733 |  | KGALs | Basement mechanical room 42, North end, South meter, Clinic side, Best M key
| 0003 | McKinley Health Center | A | UIUC Water | 00003-W2 | W36880734 |  | KGALs | Basement mechanical room 42, North end, Clinic side, Best M key
| 0004 | Harding Band Building | A | UIUC Water | 00004-W1 | W3K620000198499 |  | KGALs | RM 135, E WALL
| 0005 | Gym Annex | A | UIUC Water | 00005-W1 | W14462497 |  | KGALs | Rm 104, 50 ft East of door in tunnel, meter faces N
| 0006 | Armory | A | UIUC Water | 00006-W2 | W6RT2B |  | KGALs | TUNNEL TO HUFF, W Cage, READOUT ON N WALL. top readout
| 0006 | Armory | A | UIUC Water | 00006-W1 | W6RT2A |  | KGALs | TUNNEL to Huff, READOUT ON N WALL, in cage. Bottom read out
| 0006 | Armory | A | UIUC Water | 00006-W3 | W14746399 |  | KGALs | SE, Mech Room, SE Basement, E WALL
| 0007 | Foellinger Auditorium | A | UIUC Water | 00007-W1 | W9701676 |  | KGALs | BSMT RM B-15, Remote read was removed because it was defective 9-26-17
| 0008 | Agricultural Engr Sciences Bldg | A | UIUC Water | 00008-W2 | W7021044 |  | KGALs | on West wall, bottom meter, lock M-Room 157
| 0008 | Agricultural Engr Sciences Bldg | A | UIUC Water | 00008-W1 | W7021045 |  | KGALs | on West wall, top meter, lock M-Room 157 BLDG Key #65
| 0010 | Chemistry Annex | A | UIUC Water | 00010-W1 | W3K620000187597 |  | KGALs | Basement Room 23, SW Corner
| 0011 | Ceramics Kiln House | A | UIUC Water | 00011-W2 | W31572702 |  | KGALs | RM 107, W WALL, BOTTOM MTR, Key9-107
| 0011 | Ceramics Kiln House | A | UIUC Water | 00011-W1 | W35176713 |  | KGALs | RM 107, IN CLOSET, TOP MTR, Key 9-107
| 0012 | Noyes Laboratory of Chemistry | A | UIUC Water | 00012-W1 | W31644232 |  | KGALs | Un-numbered room in NW corner Basement, READ OUT IN HALL BY ROOM 28, has 3 hard zeros on the display
| 0012 | Noyes Laboratory of Chemistry | A | UIUC Water | 00012-W2 | W66740676 |  | KGALs | ROOM 51 along South wall
| 0013 | Talbot Laboratory | A | UIUC Water | 00013-W1 | W9403830 |  | KGALs | Hot room #3
| 0013 | Talbot Laboratory | A | UIUC Water | 00013-W2 | W1240469 |  | KGALs | Room N. of 7B, West wall
| 0014 | Ice Arena | A | UIUC Water | 00014-W1 | W60781323 |  | KGALs | BSMT, CLOSET SOUTH END under stairs/ call Dave Bagger 333-2045 questions
| 0015 | Engineering Hall | A | UIUC Water | 00015-W2 | W5116557-98 |  | KGALs | NORTH Room 6B6 BASEMENT ON WEST WALL*** EAST METER
| 0015 | Engineering Hall | A | UIUC Water | 00015-W1 | W5116556-98 |  | KGALs | N. basement in Room 6B6, West Wall
| 0017 | Advanced Computation Bldg | A | UIUC Water | 00017-W2 | W57663750 |  | KGALs | BASEMENT OF ADDITION WEST WALL-Upper level
| 0018 | Architecture Annex | A | UIUC Water | 00018-W1 | W5218160 |  | KGALs | Basement Room #4 on West wall, lock M
| 0020 | Physiology Research Laboratory | A | UIUC Water | 00020-W1 | W34389680 |  | KGALs | 5 yards South of Hazelwood curb inline with SE corner of TDFC3, in grass, in pit Contact
| 0020 | Physiology Research Laboratory | A | UIUC Water | 00020-W2 | W15753568 |  | KGALs | S W MECHANICAL RM, S E DOOR, KEY 123 OS John Mosley
| 0021 | Kenney Gymnasium | A | UIUC Water | 00021-W1 | W3K620000105292 |  | KGALs | SW corner of bldg, Rm 104, just inside door digital readout
| 0023 | Illini Union | A | UIUC Water | 00023-W1 | W19480595 |  | KGALs | Room 6, Key 139MMA, East basement
| 0023 | Illini Union | A | UIUC Water | 00023-W4 | W15428048 |  | KGALs | Rm. 65, Key 139MM, NE Corner
| 0023 | Illini Union | A | UIUC Water | 00023-W5 | W15428049 |  | KGALs | Rm 65, Key 139MM, NE Corner
| 0023 | Illini Union | A | UIUC Water | 00023-W3 | W19480596 |  | KGALs | Room 6, Key 139MM
| 0023 | Illini Union | A | UIUC Water | 00023-W2 | W19480597 |  | KGALs | Room 6; Key 139MM East basement
| 0024 | Newmark Civil Engineering Building | A | UIUC Water | 00024-W1 | W18038589 |  | KGALs | S. Wall-MECHANICAL EQUIP RM B130, TOP MTR, LOCK
| 0024 | Newmark Civil Engineering Building | A | UIUC Water | 00024-W2 | W18113120 |  | KGALs | S. Wall-MECHANICAL EQUIP RM B130, BOTTOM MTR, LOCK 76T
| 0024 | Newmark Civil Engineering Building | A | IAWC | W60748939N/15387180 | 00024-W3 | 210001088206 | KGALs
| 0025 | Harker Hall | A | UIUC Water | 00025-W2 | W31625494 |  | KGALs | Room 113, BOTTOM MTR, LOCK M34
| 0025 | Harker Hall | A | UIUC Water | 00025-W1 | W31625398 |  | KGALs | Room 113TOP MTR, LOCK M34
| 0026 | Altgeld Hall | A | UIUC Water | 00026-W1 | W3K220000203426 |  | KGALs | Room 170B, across from elevator
| 0027 | Lincoln Hall | A | UIUC Water | 00027-W2 | W35757643a |  | KGALs | NW Hot room, New M key, RM 0054
| 0027 | Lincoln Hall | A | UIUC Water | 00027-W1 | W35757643 |  | KGALs | NW Hot Room, New M key, Room 0054
| 0029 | Mechanical Engineering Laboratory | A | UIUC Water | 00029-W2 | W15909805 |  | KGALs | TOP METER SW Bsmt-B101
| 0029 | Mechanical Engineering Laboratory | A | UIUC Water | 00029-W1 | W15909804 |  | KGALs | BOTTOM METER SW Bsmt-B101
| 0029 | Mechanical Engineering Laboratory | A | UIUC Water | 07100-W3 | W13920596 |  | KGALs | NW corner of basement under stairs
| 0029 | Mechanical Engineering Laboratory | A | UIUC Water | 00029-W6 | W16739815 |  | KGALs | Lock 76T, East End of Basement-standing at elevator-walk East 25 steps, just past concrete partition wall-meter on the right
| 0031 | Dynamics Testing Laboratory | A | IAWC | W78585881N | 00031-W1 | 210001086781 | KGALs
| 0032 | Natural History Building | A | UIUC Water | 00032-W1 | W3K620000200810 |  | KGALs | NW Corner of Mechanical Room
| 0032 | Natural History Building | A | UIUC Water | 00032-W2 | W3K620000200811 |  | KGALs | inside NE entrance to the building, door on right, CHW room
| 0033 | Observatory | A | UIUC Water | 00033-W1 | W36122627 |  | KGALs | RM 24, W WALL, LOCK 76T
| 0033 | Observatory | A | UIUC Water | 00033-W2 | W9710067 |  | KGALs | RM 17, N WALL, LOCK 34M
| 0034 | Materials Science and Eng Bldg | A | UIUC Water | 00034-W1 | W03031116 |  | KGALs | Basement Room 2, N. Wall
| 0037 | Everitt Elec & Comp Engr Lab | A | UIUC Water | 00037-W1 | W3K620000235548 |  | KGALs | Water Service Room 0146
| 0039 | Music Building | A | IAWC | W14493747 | 00039-W2 | 210001134413 | KGALs
| 0039 | Music Building | A | UIUC Water | 00039-W1 | W20139974 |  | KGALs | North basement RM 0202, MRM KEY. East side of rm next to fire suppression
| 0040 | Stock Pavilion | A | UIUC Water | 00040-W1 | W11000004 |  | KGALs | 15 ft. South of Men's Room in Northwest corner of bldg., under stands inside 4 ft. door
| 0041 | Library | A | UIUC Water | 00041-W3 | W31912758 |  | KGALs | INSIDE INNER RM OF RM 23, N WALL
| 0041 | Library | A | UIUC Water | 00041-W1 | W1161783 |  | KGALs | RM 22 UNDER CABINET, N WALL At Loading Dock
| 0041 | Library | A | UIUC Water | 00041-W2 | W31912823 |  | KGALs | INSIDE INNER RM OF RM 23, N WALL
| 0042 | Transportation Building | A | UIUC Water | 00042-W1 | W60840481 |  | KGALs | RM 27, READOUT, Between Chiller lines next to EAST WALL
| 0042 | Transportation Building | A | UIUC Water | 00042-W1-SUB |  |  | KGALs
| 0042 | Transportation Building | A | UIUC Water | 00042-W2CT | WCT21105412 |  | KGALs | M.E. RM. 15- EAST END
| 0043 | Gregory Hall | A | UIUC Water | 00043-W1 | W5598235 |  | KGALs | NE basement, Rm 8 North Wall
| 0043 | Gregory Hall | A | UIUC Water | 00043-W2 | W6150771 |  | KGALs | NE basement, Rm 8 North Wall
| 0044 | English Building | A | UIUC Water | 00044-W2 | W31570871 |  | KGALs | Rm. 3 thru room-down tunnel (on left) NE part of the basement
| 0044 | English Building | A | UIUC Water | 00044-W1 | W31625496 |  | KGALs | Refr. room across from Room 31A, SW corner of BSMT
| 0046 | Henry Administration Building | A | UIUC Water | 00046-W3 | W9194422 |  | KGALs | TOP MTR, W SIDE, BSMT RM 62C, IN CLOSET-must get keys from Control Rm, South end of bsmt, press button, tell them what you need.45 Snoopy Ring
| 0046 | Henry Administration Building | A | UIUC Water | 00046-W1 | W16671434 |  | KGALs | Thru Rm 10 and into fan Rm-Key 32-AABD51
| 0046 | Henry Administration Building | A | UIUC Water | 00046-W4 | W5714189 |  | KGALs | BOTTOM MTR, W SIDE, BSMT RM 62C, IN CLOSET, get keys from Control Rm, South end of bsmt, press button, tell them what you need, 45 snoopy ring
| 0046 | Henry Administration Building | A | UIUC Water | 00046-W2 | W6485542 |  | KGALs | Thru Rm 10 and into Fan Rm-Key 32-AABD51
| 0048 | Nuclear Radiation Laboratory | A | UIUC Water | 00048-W2 | W16033698 |  | KGALs | In Hallway by Rm 107, IN PIT, READOUT, LOCK 17-05 ABOVE PIT
| 0050 | Architecture Building | A | UIUC Water | 00050-W1 | W60837453 |  | KGALs | FAN RM 2 in Basement, S WALL, East corner, 34M BLDG Key #170/140/241
| 0052 | Krannert Center for Performing Arts | A | UIUC Water | 00052-W1 | W3K220000331247 |  | KGALs | Key BEMF in Key Box Hot room in yellow parking Rm 600
| 0052 | Krannert Center for Performing Arts | A | UIUC Water | 00052-W3 | W3K620000202242 |  | KGALs | Room 2-417 SW corner of building, Outside wall next to door
| 0054 | David Kinley Hall | A | UIUC Water | 00054-W1 | W31912756 |  | KGALs | E WALL OF RM 4, 4th CABINET FROM N --Phillips head screwdriver BLDG Key #54.3
| 0055 | Ceramics Building | A | UIUC Water | 00055-W1 | W5352794 |  | KGALs | FOOT OF N W STAIRS, E Wall
| 0056 | Shelford Vivarium | A | UIUC Water | 00056-W1 | W36880761 |  | KGALs | Hot Room #5--Readout over door
| 0058 | Huff Hall | A | UIUC Water | 00058-W2 | w10248388b |  | KGALs | Khan Annex Basement Mech Room 109, North Wall, East Meter
| 0058 | Huff Hall | A | UIUC Water | 00058-W1 | W10248388a |  | KGALs | Khan Annex Basement Mech Rom 109, North Wall, West Meter
| 0059 | RICHARD D. AND ANNE MARIE IRWIN DOCTORAL STUDY HAL | A | UIUC Water | 00059-W1 | W3K672017430991 |  | KGALs | S E CORNER RM, READ OUT ABOVE DOOR, BSMT
| 0060 | Smith Memorial Hall | A | UIUC Water | 00060-W1 | W3K6272018090121 |  | KGALs | Basement Room 13, Key 39 (by the elevator)
| 0061 | University High School | A | UIUC Water | 00061-W1 | W5643930 |  | KGALs | 2nd chase way in bsmt west of fan, thru short door, then south, on W. Wall
| 0062 | Child Development Laboratory | A | UIUC Water | 00062-W1 | W4702847 |  | KGALs | Basement mechanical room 13, center of South wall
| 0063 | Uni High Gym | A | UIUC Water | 00063-W1 | W07602131 |  | KGALs | SW corner of bldg in basement mech room (Hot Room)
| 0064 | Freer Hall | A | UIUC Water | 00064-W2 | W3K620000331764 |  | KGALs | basement Room 88 M key
| 0064 | Freer Hall | A | UIUC Water | 00064-W1 | W3K620000217838 |  | KGALs | Southwest basement mechanical room 10D, west wall, M key
| 0065 | Illini Hall | A | UIUC Water | 00065-W1 | W60728618 |  | KGALs | RM 15, S WALL, LOCK M/Basement mechanical room
| 0066 | Seitz Materials Research Lab | A | UIUC Water | 00066-W1 | 3K620000092088 |  | KGALs | S W CORNER RM B-30, LOCK M
| 0067 | Loomis Laboratory of Physics | A | UIUC Water | 00067-W1 | W3K620000197762 |  | KGALs | Basement RM B10, S E CORNER, TOP MTR
| 0068 | Horticulture Field Laboratory | A | UIUC Water | 00068-W1 | W13918531 |  | KGALs | in Surplus Bldg, attached to Hort Bldg, Straight back from door, South wall
| 0068 | Horticulture Field Laboratory | A | UIUC Water | 00068-W2 | W33175853 |  | KGALs | Thru Mech Room, up ramp, South Wall, S W RM 3, S SIDE
| 0069 | Mumford Hall | A | UIUC Water | 00069-W1 | W31907834 |  | KGALs | Basement room 65 in the West center of room BLDG Key #69
| 0070 | Chemical & Life Sciences Laboratory | A | UIUC Water | 00070-W1 | W3K620000163324 |  | KGALs | N E BSMT NORTH METER B BUILD N METER
| 0070 | Chemical & Life Sciences Laboratory | A | UIUC Water | 00070-W2-SUB |  |  | KGALs
| 0070 | Chemical & Life Sciences Laboratory | A | UIUC Water | 00070-W2-SUB |  |  | KGALs
| 0070 | Chemical & Life Sciences Laboratory | A | UIUC Water | 00070-W3CT | WCT9701039 |  | KGALs | ON TOP OF INSIDE SUMP ON 7TH FLOOR "B"
| 0070 | Chemical & Life Sciences Laboratory | A | UIUC Water | 00070-W4CT | WCT12345070 |  | KGALs | BASEMENT M.E. ROOM BY NORTH ENTRANCE TO ROOM ---REMOTE READOUT "A"
| 0071 | Student Services Arcade Building | A | UIUC Water | 00071-W1 | W1234071A |  | KGALs | Room B08, M key
| 0071 | Student Services Arcade Building | A | UIUC Water | 00071-W2 | W1234071B |  | KGALs | Room B08, M key
| 0072 | Memorial Stadium | A | UIUC Water | 00072-W9 | W4762692-B |  | KGALs | Illini Sports Facilities entrance, SW corner, use West door, upon entering, is supply closet, meters on South wall of supply closet
| 0072 | Memorial Stadium | A | UIUC Water | 00072-W8 | W4762692-A |  | KGALs | Illini Sports Facilities entrance, SW corner, use West door, upon entering, is supply closet, meters on South wall of supply closet
| 0072 | Memorial Stadium | A | UIUC Water | 00072-W11 | W31652740 |  | KGALs | Varsity Room entrance, SE corner, go West upon entering, meter in closet in SW corner of room
| 0072 | Memorial Stadium | A | UIUC Water | 00072-W13 | W06567627 |  | KGALs | Enter by generator, North end by steam supply, NW end of complex, in NW corner
| 0072 | Memorial Stadium | A | UIUC Water | 00072-W6 | W1169294 |  | KGALs | W WALL, BSMT RM 6, S OF ELEVATOR, LOCK AA1
| 0072 | Memorial Stadium | A | UIUC Water | 00072-W2 | W18979784 |  | KGALs | Entrance N side, E end, South to plaers locker room, AA1 key, at east end of locker room in bathroom is a water closet, middle meter N wall
| 0072 | Memorial Stadium | A | UIUC Water | 00072-W3 | W18979785 |  | KGALs | Entrance N side, E end, South to plaers locker room, AA1 key, at east end of locker room in bathroom is a water closet, bottom meter N wall
| 0072 | Memorial Stadium | A | UIUC Water | 00072-W1 | W18979786 |  | KGALs | Entrance N side, E end, South to plaers locker room, AA1 key, at east end of locker room in bathroom is a water closet, top meter N wall
| 0072 | Memorial Stadium | A | UIUC Water | 00072-W4 | W1240504 |  | KGALs | Entrance N side, E end, South to plaers locker room, AA1 key, at east end of locker room in bathroom is a water closet, meter in SE corner
| 0072 | Memorial Stadium | A | UIUC Water | 00072-W10 | W4762692-C |  | KGALs | Illini Sports Facilities entrance, SW corner, use West door, upon entering, is supply closet, meters on South wall of supply closet
DIA | 0072 | Memorial Stadium | A | UIUC Water | 00072-W5 | W1151279 |  | KGALs | IRRIGATION MTR--Entrance N side E end, South to players locker room, AA1 key, at East end of locker room in bathroom is a water closet, meter in center of room
| 0072 | Memorial Stadium | A | UIUC Water | 00072-W4-SUB |  |  | KGALs
| 0073 | Agricultural Bioprocess Lab | A | UIUC Water | 00073-W1 | W35140248 |  | KGALs | BSMT RM 3, on East wall, lock M BLDG Key #56
| 0074 | Inst Gov & Public Affairs Bldg | A | UIUC Water | 00074-W1 | W31671889 |  | KGALs | Room 119, NE corner of 1st floor, Best M key
| 0075 | Children's Research Center | A | UIUC Water | 00075-W2 | W17753476 |  | KGALs | MRM key, use North mech room door 33 in Basement, then go South to next mech spaceBOTTOM MTR, East Wall
| 0075 | Children's Research Center | A | UIUC Water | 00075-W1 | W17753475 |  | KGALs | MRM key use North mech room door 33 in basement, then go South to next mech space/Top Meter--East Wall
| 0076 | Psychology Laboratory | A | IAWC | W14493750 | 00076-W1 | 210001087906 | KGALs
| 0077 | Plant Services Building-Northeast | A | UIUC Water | 00077-W1 | W32600518 |  | KGALs | S OF W DOOR,SW corner OF RM 110, Key AAAC1 by Steam Feed
| 0078 | Snyder Hall | A | UIUC Water | 00078-W1 | W19885010 |  | KGALs | NW Basement area
| 0078 | Snyder Hall | A | UIUC Water | 00078-W2 | W18666099 |  | KGALs | NW Basement area
| 0079 | Scott Hall | A | UIUC Water | 00079-W1 | W29490878 |  | KGALs | Mech Room-Rm 72, right inside door, South meter
| 0079 | Scott Hall | A | UIUC Water | 00079-W2 | W95882385 |  | KGALs | Room 72, North meter
| 0080 | Weston Hall | A | UIUC Water | 00080-W2 | W98490491 |  | KGALs | Mech room, Rm 72
| 0080 | Weston Hall | A | UIUC Water | 00080-W1 | W09532078 |  | KGALs | Mechanical Room, Rm 72
| 0084 | Hopkins Hall | A | UIUC Water | 00084-W1 | W71899746 |  | KGALs | Room 2, basement mechanical room/Jack Johnson 903-277-1636
| 0087 | Clark Hall | A | UIUC Water | 00087-W2 | W12808536 |  | KGALs | W MTR, BSMT, N END, RM 49, N WALL, M Key
| 0087 | Clark Hall | A | UIUC Water | 00087-W1 | W12808537 |  | KGALs | E MTR, BSMT,N END, RM 49, N WALL, M Key
| 0089 | Flagg Hall | A | UIUC Water | 00089-W1 | W31561748 |  | KGALs | N E CORNER OF Building downstairs, 34M, North Wall
| 0090 | Noble Hall | A | UIUC Water | 00090-W1 | W31919285 |  | KGALs | BSMT MID OF BLDG E SIDE MECH RM E WALL BSMT DOOR M MECH--34M Key
| 0092 | Taft Hall | A | UIUC Water | 00092-W2 | W8130012 |  | KGALs | W MTR, E END OF S BUILDING, BSMT, RM 4, S WALL, LOCK 76T
| 0092 | Taft Hall | A | UIUC Water | 00092-W1 | W8130013 |  | KGALs | E MTR, E END OF S BUILDING, BSMT, RM 4, S WALL, LOCK 76T
| 0094 | Alice Campbell Alumni Center | A | UIUC Water | 00094-W1 | W15984212 |  | KGALs | MRM key, Fire Pump Room, double doors on West end of basement mechanical, West wall of room
| 0095 | Superconductivity Center | A | UIUC Water | 00095-W1 | W1216334 |  | KGALs | W WALL OF ROOM 7 MECH ROOM / Domestic water usage reduced because of ESCO project
| 0097 | C-7 Parking Structure, Student Staff | A | IAWC | W52312143N | 00097-W1 | 210001915773 | KGALs | 507 E JOHN ST
| 0099 | Undergraduate Library | A | UIUC Water | 00099-W1 | W18113129 |  | KGALs | MECHANICAL RM 160, BSMT, TURN LEFT, S WALL
| 0100 | President's House | A | UIUC Water | 00100-W2 | W96400809 |  | KGALs | SE CORNER NEAR HORT FIELD LAB GARAGE_ PUMP HOUSE WEST DOOR
| 0100 | President's House | A | UIUC Water | 00100-W1 | W9710656 |  | KGALs | LAUNDRY RM, remote read on South wall by back door
| 0105 | Pennsylvania Lounge Building | A | UIUC Water | 00105-W4CT | WCT01074627 |  | KGALs | Room 118 in the Southeast corner on the East wall ***REF***
| 0105 | Pennsylvania Lounge Building | A | UIUC Water | 00105-W2-SUB |  |  | KGALs
| 0105 | Pennsylvania Lounge Building | A | UIUC Water | 00105-W2 | W3K620000200963 |  | KGALs | Mechanical room 61-1 on East wall, Top meter, Best M key
| 0106 | Illini Union Bookstore | A | UIUC Water | 00106-W1 | W31960347 |  | KGALs | Room 011 South Wall
| 0108 | Computing Applications Building | A | UIUC Water | 00108-W1 | W60769099 |  | KGALs | E MTR, CENTER OF N WALL, RM 47-B KEY 82 AAAA27
| 0109 | Natural Resources Building | A | UIUC Water | 00109-W3 | W11158140 |  | KGALs | Under Southwest stairway, Room 70, South meter, Lock 76T BLDG Key #138
| 0109 | Natural Resources Building | A | UIUC Water | 00109-W2 | W8824121 |  | KGALs | Under Southwest stairway, Room 70, North meter, Lock 76T
| 0109 | Natural Resources Building | A | UIUC Water | 00109-W1 | W33288164 |  | KGALs | MIDDLE DOOR S SIDE BEHIND WATER FOUNTAIN, GARAGE
| 0110 | Nuclear Physics Laboratory | A | UIUC Water | 00110-W1 | W33175857 |  | KGALs | TOP MTR, NE CORNER OF PUMP RM, ENTER THRU RM 118, LOCK 149 OS
| 0110 | Nuclear Physics Laboratory | A | UIUC Water | 00110-W2 | W1151285 |  | KGALs | BOTTOM MTR, NE CORNER OF PUMP RM, ENTER THRU RM 118, LOCK 149 OS
| 0111 | Busey Hall | A | UIUC Water | 00111-W1 | W1216749 |  | KGALs | East bldg entry with key card access, to Room 8 (just inside dock door) on South wall, M key
| 0112 | Mechanical Engineering Building | A | UIUC Water | 00112-W1 | W1216804 |  | KGALs | East side of basement workshop Room 100J
| 0115 | Evans Hall | A | UIUC Water | 00115-W1 | W3K620000092089 |  | KGALs | MECHANICAL RM 25, S WALL, LOCK 76T
| 0116 | Roger Adams Laboratory | A | UIUC Water | 00116-W3 | W31906854 |  | KGALs | W SIDE, S W BSMT, RM B-36,LOCK M
| 0116 | Roger Adams Laboratory | A | UIUC Water | 00116-W2 | W9181861 |  | KGALs | S MTR, S W CORNER OF BUILDING B-4, LOCK M
| 0116 | Roger Adams Laboratory | A | UIUC Water | 00116-W1 | W10086031 |  | KGALs | N MTR, S W CORNER OF BUILDING B-4, LOCK M
| 0117 | Nuclear Engineering Laboratory | A | UIUC Water | 00117-W1 | W5183906 |  | KGALs | READOUT LOCATION IS ON NORTH WALL JUST EAST AND ABOVE FLOOR ACCESS TO METER
| 0118 | Activities & Recreation Center | A | UIUC Water | 00118-W5 | W19421242 |  | KGALs | G level, Pool Filter Room 1330, in NW corner of bldg, M key, North wall, center meter
| 0118 | Activities & Recreation Center | A | UIUC Water | 00118-W4 | W19421245 |  | KGALs | G level, Pool Filter Room 1330 in NW corner of bldg, M key, North wall, Top meter
| 0118 | Activities & Recreation Center | A | UIUC Water | 00118-W6 | W19421241 |  | KGALs | G Level, Pool Filter Room 1330, in NW corner of bldg, M key, North wall, Bottom meter
| 0118 | Activities & Recreation Center | A | UIUC Water | 00118-W8 | W14637961LARGE |  | KGALs | East side, G level, Rm 1130 to Rm 120, North end of mech room in tunnel with steam feed, East wall
| 0118 | Activities & Recreation Center | A | UIUC Water | 00118-W7 | W14637962SMALL |  | KGALs | East side, G level, Room 1130 to room 120, North end of mech room in tunnel with steam feed, East wall
| 0120 | Abbott Power Plant | A | UIUC Water | 00120-W1 | W70276831 |  | KGALs | NE SECTION OF SCRUBBER HOUSE, E OF SOFTENERS
| 0120 | Abbott Power Plant | A | UIUC Water | 00120-W9 | W9402171 |  | KGALs | Old Coal Drag/Reverse Osmosis/Ash Coal Washing Hydrants
| 0120 | Abbott Power Plant | A | UIUC Water | 00120-W10 | W3K620000183832 |  | KGALs | New Plant Service Entrance/Basement NW corner
| 0120 | Abbott Power Plant | A | UIUC Water | 00120-W2 | W3K620000203323 |  | KGALs | S WALL, E OF STAIRS, MAIN BUILDING BSMT
| 0120 | Abbott Power Plant | A | UIUC Water | 00120-W7 | WM050263702 |  | KGALs | Softener RM (N. End)/ **handheld reads were off by factor of 10. DeltaV point now calculating in kgals /kb 9/3/15
| 0121 | FSI - Firemanship Training Facilities | A | UIUC Water | 00121-W1 | W37098544 |  | KGALs | South side, center room, SE corner of room next to South exit
| 0122 | Radio Transmitter Station | A | UIUC Water | 00122-W1 | W15234518 |  | KGALs | 1st room to South, just inside East entry, on North wall of Room 134/OS key
| 0124 | National Soybean Research Center | A | UIUC Water | 00124-W4CT | WCT12345124 |  | KGALs | Northwest corner of Room 29, 5 ft. high ***REF***
| 0124 | National Soybean Research Center | A | UIUC Water | 00124-W2 | W31572701 |  | KGALs | Down the stairs in Room 9a, South end of tunnel, top meter
| 0124 | National Soybean Research Center | A | UIUC Water | 00124-W1 | W1312930 |  | KGALs | Enter basement room 30, go down the stairs & to the right Northwest corner
| 0126 | Levis Faculty Center | A | UIUC Water | 00126-W1 | W3K620000213944 |  | KGALs | NE corner of Hot room-Key 218
| 0128 | Geological Survey Laboratory | A | UIUC Water | 00128-W1 | W50257982 |  | KGALs | MTR IN SW MECHANICAL RM 103B, READOUT OUTSIDE SW CORNER/Do not read black numbers
| 0130 | Coble Hall | A | UIUC Water | 00130-W1 | W60840482 |  | KGALs | RM B-18, W WALL
| 0131 | Turner Hall Greenhouses | A | UIUC Water | 00131-W1 | W60840480 |  | KGALs | Enter North entry door, digital readout 6 ft. high to the right BLDG Key #180.1
| 0134 | Natural History Survey Greenhouse | A | UIUC Water | 00134-W1 | W33675913 |  | KGALs | 2' off the floor in the center room between all 4 greenhouses key is 138
| 0136 | Student-Staff Apts-300 S Goodwin, U | A | UIUC Water | 00136-W1 | W9802161 |  | KGALs | E MTR, N END OF BSMT, E WALL IN CAGE, LOCK STUDENT STAFF OS/REMOTE OS READ NE OS WALL of Bldg.
| 0137 | Student Staff Apts #2-Green/Goodwin | A | UIUC Water | 00137-W2 | W9812322 |  | KGALs | 1107 W Green Inside the building maint. office area on NW corner of bldg, Room 27C.Key on meter ring 2. Contact info is located on the door
| 0137 | Student Staff Apts #2-Green/Goodwin | A | UIUC Water | 00137-W1 | W9812314 |  | KGALs | 1107 W Green.Inside the building maint. office area on NW corner of bldg, Room 27C.Key on meter ring 2. Contact info is located on the door
| 0138 | Burrill Hall | A | UIUC Water | 00138-W1 | W19480598 |  | KGALs | Basement Mech room, TOP MTR, CENTER OF W WALL, RM 20, LOCK M34
| 0138 | Burrill Hall | A | UIUC Water | 00138-W2 | W19480599 |  | KGALs | Basement mech room, BOTTOM MTR, CENTER OF W WALL, RM 20, LOCK M34
| 0138 | Burrill Hall | A | UIUC Water | 00138-W2-SUB |  |  | KGALs
| 0138 | Burrill Hall | A | UIUC Water | 00138-W5CT | WCT15627698 |  | KGALs | PENTHOUSE WEST END ****REF****
| 0138 | Burrill Hall | A | UIUC Water | 00138-W3 | W3K620000304328 |  | KGALs | Northeast stairwell going down from outside,TOP MTR, N WALL, BSMT, ADDITION, LOCK M34
| 0140 | Illinois Simulator Lab, Beckman Inst. | A | UIUC Water | 00140-W1 | W9611474 |  | KGALs | TOP METER MECH EQUIP ROOM JUST INSIDE WEST ENTRANCE
| 0140 | Illinois Simulator Lab, Beckman Inst. | A | UIUC Water | 00140-W2 | W9604825 |  | KGALs | BOTTOM METER MECH EQUIP ROOM JUST INSIDE WEST ENTRANCE
| 0141 | Lincoln Avenue Residence Hall | A | UIUC Water | 00141-W1 | W1191958 |  | KGALs | Room 98 on North end of kitchen, on the North wall close to fan, M key
| 0142 | Allen Residence Hall | A | UIUC Water | 00142-W2 | W35543471 |  | KGALs | West entry key card access, down stairs to Room 51B, North wall, Bottom Meter, M key
| 0142 | Allen Residence Hall | A | UIUC Water | 00142-W1 | W35543467 |  | KGALs | West entry key card access, down stairs to Room 51B, North wall, M key, Top Meter
| 0144 | Dalkey Archive Press (PSSB) | A | UIUC Water | 00144-W1 | W17145216 |  | KGALs | WOMENS REST RM UNDER GREY BOX
| 0146 | 1205 W Nevada, Urbana | A | UIUC Water | 00146-W1 | W53486212 |  | KGALs | North entry key 159 SKD. Basement room 2-MRM key, South wall
| 0148 | Coordinated Science Laboratory | A | UIUC Water | 00148-W1 | W1376007 |  | KGALs | N E CORNER OF BSMT, N Wall, E end, ROOM B-12
| 0151 | 1204 W Nevada, Urbana | A | IAWC | W87711989N | 00151-W1 | 210001134581 | KGALs
| 0152 | Civil Engineering Hydrosystems Lab | A | UIUC Water | 00152-W1 | W3K620000361942 |  | KGALs | Mechanical room
| 0154 | Personnel Services Building | A | UIUC Water | 00154-W1 | W61025642 |  | KGALs | BSMT S WALL, MECHANICAL RM, call 217-333-0199 for access
| 0156 | Law Building | A | UIUC Water | 00156-W1 | W3K620000317829 |  | KGALs | TOP MTR, BSMT RM 47, LOCK 76T
| 0158 | Bevier Hall | A | UIUC Water | 00158-W1 | W3K620000189739 |  | KGALs | Room Bb in Northeast corner of basement, meter on West wall
| 0159 | Wohlers Hall | A | UIUC Water | 00159-W1 | W3K620000217731 |  | KGALs | TOP MTR, RM 62, TURN LEFT, ON N WALL, LOCK 76T
| 0160 | Education Building | A | UIUC Water | 00160-W1 | W10808820 |  | KGALs | TOP MTR, BSMT MECHANICAL RM 70, LOCK M
| 0160 | Education Building | A | UIUC Water | 00160-W2 | W11800678 |  | KGALs | BOTTOM MTR, BSMT MECHANICAL RM 70, LOCK M34
| 0161 | Taft House | A | UIUC Water | 00161-W1 | W97088280 |  | KGALs | Digital readout on South side of house or in basement bathroom on South wall 76MT key
| 0162 | Engineering Senior Design Lab | A | UIUC Water | 00162-W1 | W4974067 |  | KGALs | TOILET RM, LOCK 175 OS, Quonset Hut
| 0165 | Animal Sciences Laboratory | A | UIUC Water | 00165-W2 | W1313983 |  | KGALs | Bottomof the stairs coming from the upper deck area/ basement mechanical room of Chiller Plant on East wall, bottom meter, Room 25
| 0165 | Animal Sciences Laboratory | A | UIUC Water | 00165-W1 | W1279453 |  | KGALs | Bottom of the stairs coming from the upper deck area/ basement mechanical room of Chiller Plant on East wall, top meter, Room 25
| 0165 | Animal Sciences Laboratory | A | UIUC Water | 00165-W1-SUB |  |  | KGALs
| 0166 | State Farm Center | A | UIUC Water | 00166-W1 | W3K620000153412 |  | KGALs | Mechanical Room next to Media, Dressing Rooms 2 & 3
| 0170 | Central Receiving Building | A | UIUC Water | 00170-W1 | W19559174 |  | KGALs | NE corner of bldg, 8 yards North of womens restroom on South wall
| 0171 | Meat Science Laboratory | A | UIUC Water | 00171-W1 | W12308868 |  | KGALs | Southeast corner of basement Room 20 Bldg Key #52
| 0172 | Foreign Languages Building | A | UIUC Water | 00172-W2 | W33175856 |  | KGALs | Rm G-6 SE Basement, BOTTOM MTR, MECHANICAL RM AT E END OF BSMT, E WALL, LOCK M34
| 0172 | Foreign Languages Building | A | UIUC Water | 00172-W1 | W0908156 |  | KGALs | Rm G-6 SE Basement, TOP MTR, MECHANICAL RM, E END OF BSMT, E WALL, LOCK M34
| 0174 | Engineering Sciences Building | A | UIUC Water | 00174-W1 | W3K620000234749 |  | KGALs | MECHANICAL EQUIP RM/ROOM 40 ON West wall
| 0176 | Rehabilitation Education Center | A | UIUC Water | 00176-W2 | W16480294 |  | KGALs | BOTTOM MTR, RM 16
| 0176 | Rehabilitation Education Center | A | UIUC Water | 00176-W1 | W16480293 |  | KGALs | TOP MTR, RM 16
| 0179 | Illini Grove, Seward Staley | A | UIUC Water | 00179-W1 | W30980281 |  | KGALs | MTR PIT, 6 feet off of S W CORNER OF PAVILLION
| 0180 | Stu-Staff Air Conditioning Center | A | UIUC Water | 00180-W1 | W9610281 |  | KGALs | West wall of A/C Center
| 0181 | Daniels Hall | A | UIUC Water | 00181-W1 | W3K620000157116 |  | KGALs | Northwest corner of Building Mech Room #1, BSMT, W WALL
| 0183 | Wood Engineering Laboratory | A | UIUC Water | 00183-W1 | W9649497 |  | KGALs | Enter Northeast entry with Key 46-1, down stairs to the left to room 33, meter on East wall
| 0184 | 1208 West Nevada | A | IAWC | W15249073 | 00184-W1 | 210001000503 | KGALs
| 0187 | Entomology Laboratory | A | UIUC Water | 00187-W1 | W18885301 |  | KGALs | RM 5, BESIDE BIOLOGICAL CONTROL LAB, Bldg 187
| 0188 | Fred Turner Student Services Bldg | A | UIUC Water | 00188-W1 | W3K620000273036 |  | KGALs | MECHANICAL RM, INSIDE RM 21, S WALL
| 0192 | Medical Sciences Building | A | UIUC Water | 00192-W1 | W21500278V |  | KGALs | TOP MTR,S MECHANICAL EQUIP RM, LOCK M
| 0192 | Medical Sciences Building | A | UIUC Water | 00192-W2 | W21500279 |  | KGALs | BOTTOM MTR, S MECHANICAL EQUIP RM, LOCK M
| 0192 | Medical Sciences Building | A | UIUC Water | 00192-W3CT | WCT10557286 |  | KGALs | PENTHOUSE NORTHEAST CORNER
| 0192 | Medical Sciences Building | A | UIUC Water | 00192-W2-SUB |  |  | KGALs
| 0193 | Swanlund Administration Building | A | IAWC | W60644737N | 00193-W1 | 210001046714 | KGALs
| 0194 | USDA Nematology Greenhouse | A | UIUC Water | 00194-W1 | W15499671 |  | KGALs | Door entry combination 553672#. Walk thru room to Northeast door, meter inside, below grating---1/8/16 per Lisa Emerson use 1-303651-377000-377090. sm
| 0195 | 1203 W Nevada, Urbana | A | UIUC Water | 00195-W1 | W53486192 |  | KGALs | West outside basement entry, Key MT, to Southeast corner of basement
| 0196 | Optical Physics and Engineering Bldg | A | UIUC Water | 00196-W1 | W15750991 |  | KGALs | PIT, NW CORNER OF BUILDING, INSIDE B, LOCK 76TS READOUT ON EAST WALL
| 0197 | Turner Hall | A | UIUC Water | 00197-W4 | W13699048 |  | KGALs | Thru basement, W13 to West wall thru door, at bottom of steps, bottom meter, M key
| 0197 | Turner Hall | A | UIUC Water | 00197-W1 | W22391319 |  | KGALs | North basement hallway, Room N23, top meter, Best M key BLDG Key #180
| 0197 | Turner Hall | A | UIUC Water | 00197-W2 | W22391320 |  | KGALs | North basement hallway, Room N23, Bottom meter, Best M key
| 0197 | Turner Hall | A | UIUC Water | 00197-W3 | W13699047 |  | KGALs | Thru basement, W13 to West wall thru door, at bottom of steps, top meter, M key
| 0198 | Physical Plant Service Building | A | UIUC Water | 00198-W1 | W3K620000174091 |  | KGALs | TOP MTR, N BSMT, RM 7
| 0199 | 1001 W Nevada, Urbana | A | IAWC | W87722636N | 00199-W1 | 210001133939 | KGALs
| 0201 | Garage and Car Pool | A | UIUC Water | 00201-W1 | W1225043 |  | KGALs | N E CORNEROF Body Shop, East wall
| 0206 | Illinois Sustainable Technology Center | A | UIUC Water | 00206-W1 | W137295 |  | KGALs | REMOTE READ, North ouside wall
| 0207 | 1203 1/2 W Nevada, Urbana | A | UIUC Water | 00207-W1 | W37098551 |  | KGALs | 1st floor closet in Southwest corner of computer lab classroom, M key
| 0208 | Atmospheric Sciences Building | A | UIUC Water | 00208-W1 | W0406733 |  | KGALs | READOUT ON CENTER OF W WALL ON OUTSIDE OF BUILDING
| 0209 | Speech and Hearing Clinic | A | IAWC | W14305685 | 00209-W1 | 210001046783 | KGALs | Per IAWC meter inactived on 3/15/19, reactivated per RBauer service turned on 4/15
| 0210 | Digital Computer Laboratory | A | UIUC Water | 00210-W1 | W3K620000189146 |  | KGALs | RM L540/basement, West wall North end
| 0210 | Digital Computer Laboratory | A | UIUC Water | 00210-W3 | W1261869 |  | KGALs | SE Corner MECHANICAL EQUIP RM, NEW ADDITION, RM L200 S. Wall
| 0213 | Environ Health & Safety Bldg | A | IAWC | W53571652 | 00213-W1 | 210001134826 | KGALs
| 0215 | 909 S Sixth, Champaign | A | IAWC | W64263027 | 00215-W1 | 210044584510 | KGALs | Mcore project per Kevin Price 300.4245
| 0217 | Housing Food Stores | A | UIUC Water | 00217-W1 | W3K620000216264 |  | KGALs | TOP MTR, BSMT, N WALL, LOCK 76T
| 0217 | Housing Food Stores | A | UIUC Water | 00217-W3CT | WCT31872873 |  | KGALs | ROOM 28 NORTH WALL
| 0217 | Housing Food Stores | A | UIUC Water | 00217-W1-SUB |  |  | KGALs | Sub for 00217-W3CT
| 0217 | Housing Food Stores | A | UIUC Water | 00217-W1-SUB |  |  | KGALs | Sub for 00217-W3CT
| 0218 | School of Labor and Employment Relations | A | UIUC Water | 00218-W1 | W3K620000234750 |  | KGALs | UNDER ENTRANCE STAIR, S SIDE, E END, Room 3
| 0219 | Art and Design Building | A | UIUC Water | 00219-W2 | W14275636 |  | KGALs | BOTTOM MTR, BSMT RM 46, S WALL, 34M, East of Pit
| 0219 | Art and Design Building | A | UIUC Water | 00219-W1 | W1216751 |  | KGALs | TOP MTR, BSMT RM 46, S WALL, 34M East of Pit
| 0221 | 805 W Pennsylvania, Urbana | A | IAWC | FIRE PROTECT. 0221 | 00221-W2 | 220015824194 | KGALs | Account has been active for years and never paid
| 0221 | 805 W Pennsylvania, Urbana | A | IAWC | W52239302N | 00221-W1 | 210001133342 | KGALs
| 0222 | Printing & Photographic Serv Bldg | A | UIUC Water | 00222-W1 | W16480292 |  | KGALs | S W CORNER OF ADDITION, MECHANICAL RM 139
| 0222 | Printing & Photographic Serv Bldg | A | UIUC Water | 00222-W2CT | WCT15427768 |  | KGALs | PENTHOUSE Northwest CORNER AHU2
| 0222 | Printing & Photographic Serv Bldg | A | UIUC Water | 00222-W1-SUB |  |  | KGALs
| 0224 | 1205 W Oregon, Urbana | A | IAWC | W85888958N | 00224-W1 | 210001134239 | KGALs
| 0228 | Beckman Institute | A | UIUC Water | 00228-W1 | W1151156 |  | KGALs | RM B-611, S. wall, W. of Steam Feed
| 0232 | North Campus Chiller Plant | A | UIUC Water | 00232-W2 | W07402937A |  | KGALs | NW corner of Chiller Plant, Flexim display mounted on vertical I beam. Readout faces East, Read Display A
| 0232 | North Campus Chiller Plant | A | UIUC Water | 00232-W5CT | WCTU1PA02869 |  | KGALs | NORTH CHILLER PLANT; NW CORNER
| 0232 | North Campus Chiller Plant | A | UIUC Water | 00232-W1 | W1265758 |  | KGALs | N DOMESTIC SERVICE, N W CORNER OF BUILDING, LOCK M
| 0232 | North Campus Chiller Plant | A | UIUC Water | 00232-W3 | W07402937B |  | KGALs | NW corner of chiller plant, Flexim Display mounted on vertical I beam, readout faces east, Read display B
| 0232 | North Campus Chiller Plant | A | UIUC Water | 00232-W4CT | WCT1630138 |  | KGALs | N.W. CORNER OF BUILDING
| 0233 | Housing Maintenance Shop | A | UIUC Water | 00240-W1 | W23716083 |  | KGALs | DIVISION MAINTENANCE SHOP, MAINTENANCE STORAGE RM , S SIDE
| 0237 | Micro and Nanotechnology Laboratory | A | UIUC Water | 00237-W1 | W31906849 |  | KGALs | NE BSMT MECHANICAL RM, Room 107 KEN TARMAN, 244-4479, TARMAN@ILLINOIS.EDU
| 0238 | 1207 W Oregon, Urbana | A | IAWC | W1500019416 | 00238-W1 | 210001134192 | KGALs
Housing | 0240 | Orchard Downs Apartments | A | IAWC | 00240-W1 | W52554912N | 210000380336 | KGALs | IRRIGATION METER
Housing | 0240 | Orchard Downs Apartments | A | IAWC | 00240-W2 | W91805110N | 210003017927 | KGALs | IRRIGATION METER
| 0242 | Morrill Hall | A | UIUC Water | 00242-W1 | w3K220000201700 |  | KGALs | TOP MTR, RM 6, LOCK M34
| 0242 | Morrill Hall | A | UIUC Water | 00242-W3 | W3K620000158935 |  | KGALs | TOP MTR, RM 30, LOCK M/meter was previously 00242-W2, now takes place of W3 & W4 as of 8/8/17. sm
| 0243 | 508 S Sixth, Champaign | A | IAWC | W52581451N | 00243-W1 | 210001047403 | KGALs
| 0249 | Orchard Downs Community Building | A | UIUC Water | 00249-W1 | W19638883 |  | KGALs | ORCHARD DOWNS COMM. BLDG, E ENTRANCE RM 107 LOCK M E OS 76T RM 107
| 0250 | 912 S Fifth, Champaign | A | IAWC | W87723222N | 00250-W1 | 210001046462 | KGALs
| 0255 | University Press Building | A | UIUC Water | 00255-W1 | W31609010 |  | KGALs | NE CORNER OF BLDG DOWN OS STAIRWELL TO MECH RM, E WALL, LOCK 76T
| 0256 | Plant Sciences Laboratory | A | UIUC Water | 00256-W1 | W3K620000262508 |  | KGALs | South end of basement tunnel, West wall
| 0257 | Richard T. Ubben Basketball Complex | A | UIUC Water | 00257-W1 | W13900829 |  | KGALs | MECH RM WEST OF SOUTH ENTRANCE TO BLDG-REMOTE readout 5 yards west of south entrance exterior
| 0268 | Dance Studio | A | IAWC | W15137694 | 00268-W1 | 210001133694 | KGALs
| 0270 | Waste Transfer & Mat. Recovery Facility | A | UIUC Water | 00270-W1 | W17268973 |  | KGALs | Main bldg, Outside stairwell, NE CORNER OF BASEMENT
| 0275 | Food Service Building - ISRH | A | UIUC Water | 00275-W1 | W3K620000276997 |  | KGALs | Room 09, SE corner of bldg in basement
| 0275 | Food Service Building - ISRH | A | UIUC Water | 00275-W3 | W3K620000276996 |  | KGALs | TOP MTR, N SERVICE, N END OF BSMT RM 02A E WALL
| 0276 | Library Air Conditioning Center | A | UIUC Water | 00276-W3CT | WCT12345276C |  | KGALs | NORTH WALL IN 2D LOWER LEVEL ROOM NW Corner N Wall
| 0276 | Library Air Conditioning Center | A | UIUC Water | 00276-W1-SUB |  |  | KGALs
| 0276 | Library Air Conditioning Center | A | UIUC Water | 00276-W1-SUB |  |  | KGALs
| 0276 | Library Air Conditioning Center | A | UIUC Water | 00276-W1-SUB |  |  | KGALs
| 0276 | Library Air Conditioning Center | A | UIUC Water | 00276-W8CT | WCT70056423 |  | KGALs | NORTH WALL SECOND LOWER LEVEL OF ROOM 27 NW Corner N. Wall
| 0276 | Library Air Conditioning Center | A | UIUC Water | 00276-W1 | W15983810 |  | KGALs | TOP MTR, S WALL IN A/C MECHANICAL RM 27, Upper Level
| 0276 | Library Air Conditioning Center | A | UIUC Water | 00276-W2 | W15983811 |  | KGALs | BOTTOM MTR, S WALL IN A/C MECHANICAL RM 27, Upper Level
| 0276 | Library Air Conditioning Center | A | UIUC Water | 00276-W4CT | WCT12345276B |  | KGALs | ROOM 27 NORTH WALL IN FIRST LOWER LEVEL Behind Chiller 7
| 0277 | Police Training Institute - Tactical | A | IAWC | W15137687 | 00277-W1 | 210000930793 | KGALs
| 0281 | Admin Information Technology Bldg | A | UIUC Water | 00281-W1 | W47159477 |  | KGALs | MECHANICAL EQUIP RM, SW BSMT, RM L30, LOCK 76M
| 0283 | Driver Training Facility | A | UIUC Water | 00283-W1 | W4923459 |  | KGALs | AT CRC MAIN LEVEL 145-143-148, FURNACE RM 2A, READOUT ON N SIDE OF BLDG
| 0287 | Clinical Skills Learning Center | A | UIUC Water | 00287-W1 | W19522672 |  | KGALs | UPSTAIRS MECHANICAL RM, E END, LOCK 542
| 0289 | Water Survey Research Center Grounds | A | IAWC | W14281171 | 00289-W1 | 210001087036 | KGALs | 50 WINDSOR RD
| 0289 | Water Survey Research Center Grounds | A | UIUC Water | 00289-W3CT | WCT54500542 |  | KGALs | SE corner of Water Tower inside wooden fence South of Bldg 289
| 0290 | FSI - Fire Station | A | UIUC Water | 00290-W1 | W0008504 |  | KGALs | Fire Station Room 107 (Janitor) East wall M key
| 0291 | Sherman Hall - Single Grad Housing | A | IAWC | W51210822N/14493759 | 00291-W1 | 210001087500 | KGALs | 909 S 5TH Street Housing Division
| 0291 | Sherman Hall - Single Grad Housing | A | IAWC | W15137699/60739177N | 00291-W2 | 210001087593 | KGALs | 912 S 4th Street Housing Division Collective 92305
| 0292 | Veterinary Teaching Hospital | A | UIUC Water | 00292-W4 | W60688392 |  | KGALs | BOTTOM MTR, MECHANICAL RM 215, 2ND FLOOR, LOCK 76T LAC
| 0292 | Veterinary Teaching Hospital | A | UIUC Water | 00292-W1 | W60685270 |  | KGALs | TOP MTR, RM 92, BSMT NW SIDE OF MAIN BUILDING, LOCK 76M
| 0292 | Veterinary Teaching Hospital | A | UIUC Water | 00292-W2 | W60685271 |  | KGALs | BOTTOM MTR, RM 92, BSMT NW SIDE OF MAIN BUILDING, LOCK 76M
| 0294 | FSI - Classroom/Off | A | UIUC Water | 00294-HYD-W2 | WVIRTUAL00294-W2 |  | KGALs
| 0294 | FSI - Classroom/Off | A | UIUC Water | 00294-W1 | W012094911 |  | KGALs | Mech Room 130, South wall by door, M key
| 0297 | Food Service Building - FARH | A | UIUC Water | 00297-W3 | W35140249 |  | KGALs | FAR-Thru West entry of basement room 6 to 6C, in middle of West wall. Bottom meter. Key FLAA, M key
| 0297 | Food Service Building - FARH | A | UIUC Water | 00297-W1 | W35140250 |  | KGALs | FAR-Thru West entry of basement room 6 to 6C, in middle of West wall. Top meter. Key FLAA, M key
| 0297 | Food Service Building - FARH | A | UIUC Water | 00297-W2 | W35140247 |  | KGALs | FAR-Thru West entry of basement room 6 to 6C, in middle of West wall. Middle meter, Key FLAA, M key
| 0300 | Astronomy Building | A | UIUC Water | 00300-W1 | W5191000 |  | KGALs | Mech Room, NW corner of bldg, S. wall
| 0303 | Play Field Service Building | A | UIUC Water | 00303-W2 | W32600512 |  | KGALs | IN MTR PIT, N MTR , BUILDING, LOCK PLAYFIELD KEY
Campus Rec | 0303 | Play Field Service Building | A | UIUC Water | 00303-W1 | W1210656 |  | KGALs | IN MTR PIT, S MTR, IRRIGATION, LOCK PLAYFIELD KEY
| 0304 | Track Stadium | A | UIUC Water | 00304-W1 | W1561753 |  | KGALs | N E CORNER OF TRACK, INSIDE GREEN METAL SHED, Doors face west
| 0306 | Building Research Council Building | A | UIUC Water | 00306-W1 | W97076827 |  | KGALs | Remote read located outside south entrance
| 0307 | Biological Control Laboratory | A | UIUC Water | 00307-W1 | W2027597 |  | KGALs | MECHANICAL RM N OF RM 107, HALLWAY E OF DRINKING FOUNTAIN Key 197
| 0311 | Natural History Survey Storage B #3 | A | UIUC Water | 00311-W1 | W27087044 |  | KGALs | Key 236.3, N entrance, meter in bathroom stall at West end of bldg
| 0312 | Natural History Survey Storage B #2 | A | UIUC Water | 00312-W1 | W16280539 |  | KGALs | closet through Restroom in NW corner
| 0315 | Shop and Equipment Building | A | UIUC Water | 00315-W1 | W14488235 |  | KGALs | Key SEI door by garage, MECH RM, far West room, NE corner
| 0316 | Illinois Field | A | UIUC Water | 00316-W1 | W1474796 |  | KGALs | S E CORNER of Baseball Field by the sidewalk between Atkins and Baseball Field on 2 foot post, faces east
| 0321 | Natural Resource Studies Annex | A | UIUC Water | 00321-W1 | W31568802 |  | KGALs | Workshop/N W CORNER OF BUILDING, N END, TOP MTR
| 0321 | Natural Resource Studies Annex | A | UIUC Water | 00321-W4CT | WCT32583582 |  | KGALs | ROOM 126 WEST END OF TOWER
| 0321 | Natural Resource Studies Annex | A | UIUC Water | 00321-W3-SUB |  |  | KGALs
| 0321 | Natural Resource Studies Annex | A | UIUC Water | 00321-W2 | W20289597 |  | KGALs | Workshop/N W CORNER OF BUILDING, N END, BOTTOM MTR
| 0321 | Natural Resource Studies Annex | A | UIUC Water | 00321-W4 | W321RT3 |  | KGALs | Room 102/BOTTOM MTR, S E CORNER OF WAREHOUSE RM
| 0321 | Natural Resource Studies Annex | A | UIUC Water | 00321-W3 | W19903832 |  | KGALs | Room 102/TOP MTR, S E CORNER OF WAREHOUSE RM
| 0323 | Public Safety Building | A | IAWC | W14305675 | 00323-W1 | 210001134895 | KGALs
| 0324 | Grainger Engineering Library | A | UIUC Water | 00324-W1 | W46622624 |  | KGALs | BSMT-MIDDLE, N SIDE, TOP MTR, LOCK M ROOM 39 IN ROOM 35
| 0324 | Grainger Engineering Library | A | UIUC Water | 00324-W2 | W46622625 |  | KGALs | BSMT-MIDDLE, N SIDE, BOTTOM MTR, LOCK M ROOM 39 IN ROOM 35
| 0326 | Agriculture Services Building | A | UIUC Water | 00326-W1 | W18609612 |  | KGALs | 1917 S. Wright, Mech Room 105, North wall behinf furnace at floor
| 0327 | South Studio 2 (Sculpture Building) | A | UIUC Water | 00327-W1 | W8926759 |  | KGALs | RESTRM W END OF BUILDING, SE CORNER OF RM, LOCK 193-1 RESTRICTED
| 0328 | South Studio 1 (Art Studio) | A | UIUC Water | 00328-W1 | W19083689 |  | KGALs | RESTRM 100, W END OF BLDG, NE CORNER OF RM, LOCK 193 W-E
| 0331 | Library and Information Science Bldg | A | IAWC | W14493748 | 00331-W1 | 210001046639 | KGALs
| 0332 | Erlanger House | A | IAWC | W90922891N | 00332-W1 | 210000672226 | KGALs
| 0336 | Madigan Laboratory, Edward R | A | UIUC Water | 00336-W1 | W1314004 |  | KGALs | Basement mechanical room, East of SF3, East wall, Lock M BLDG Key # 251
| 0337 | Paleobotanical Building | A | UIUC Water | 00337-W1 | W54144676 |  | KGALs | In Warehouse behind office/HOT WATER RM, LOCK 223-1
| 0338 | South Studio 3 (Glass Sculpture Building | A | UIUC Water | 00338-W1 | W2063383 |  | KGALs | S MECHANICAL RM/Key 193.2
| 0339 | Temple Hoyne Buell Hall | A | UIUC Water | 00339-W1 | W93606587 |  | KGALs | RM 33, DOWNSTAIRS TO SW CORNER OF MECHANICAL RM, LOCK M. 34M
| 0339 | Temple Hoyne Buell Hall | A | UIUC Water | 00339-W2CT | WCT1298135 |  | KGALs | ROOM 10 SOUTH WALL, 34M BLDG Key #256
| 0339 | Temple Hoyne Buell Hall | A | UIUC Water | 00339-W1-SUB |  |  | KGALs
| 0343 | Telecommunications Node #1 | A | UIUC Water | 00343-W1 | W32166344 |  | KGALs | N end transportation bldg N WALL, READ 1X/ YEAR IN JUNE, Vince Tutich/Matt Ward vgtutich@illinois.edu/mattw@illinois.edu
| 0347 | Motorcycle Safety Office | A | UIUC Water | 00347-W1 | W98020477 |  | KGALs | 4 GERTY DRIVE, SOUTH SIDE OF BLDG
| 0350 | Vet Med Basic Sciences Building | A | UIUC Water | 00350-W1 | W60685269 |  | KGALs | TOP MTR, SW CORNER OF CAGED AREA, LOCK PLUMBING KEY
| 0350 | Vet Med Basic Sciences Building | A | UIUC Water | 00350-W2 | W60685273 |  | KGALs | BOTTOM MTR, SW CORNER OF CAGED AREA, LOCK PLUMBING KEY
| 0352 | Veterinary Medicine Chiller Plant | A | UIUC Water | 00352-W4CT | WCT12908386 |  | KGALs | NORTH CENTER OVERHEAD/Water checking room ***TOWER B2***
| 0352 | Veterinary Medicine Chiller Plant | A | UIUC Water | 00352-W2-SUB |  |  | KGALs
| 0352 | Veterinary Medicine Chiller Plant | A | UIUC Water | 00352-W1 | W60685272 |  | KGALs | TOP MTR, S WALL OF BOILER RM
| 0352 | Veterinary Medicine Chiller Plant | A | UIUC Water | 00352-W2 | W60875629 |  | KGALs | South wall, outside office/BOTTOM MTR, S WALL OF BOILER RM
| 0352 | Veterinary Medicine Chiller Plant | A | UIUC Water | 00352-W2-SUB |  |  | KGALs
| 0352 | Veterinary Medicine Chiller Plant | A | UIUC Water | 00352-W2-SUB |  |  | KGALs
| 0352 | Veterinary Medicine Chiller Plant | A | UIUC Water | 00352-W3CT | WCT12909102 |  | KGALs | NORTH EAST PART OF ROOM OVERHEAD/water checking room ***TOWER C3***
| 0352 | Veterinary Medicine Chiller Plant | A | UIUC Water | 00352-W5CT | WCT0109403 |  | KGALs | NORTH WALL-WEST CORNER/North of Chiller #4 ***TOWER A1***
| 0354 | Japan House | A | UIUC Water | 00354-W1 | W17034210067 |  | KGALs | Exterior Wall Behind Wooden Gate to the Right of the front Door (REMOTE) READOUT
| 0358 | 1004 S Fourth, C-Police Training Ins | A | IAWC | W14305687 | 00358-W1 | 210001087197 | KGALs
| 0360 | Atkins Tennis Center | A | UIUC Water | 00360-W2 | W1366746 |  | KGALs | Outside, 15 yards west of the SW corner of Atkins Tennis Center. East Side of grey box
DIA | 0360 | Atkins Tennis Center | A | UIUC Water | 01078-W1 | W1309478 |  | KGALs | SW MECH ROOM ATKINS-Room 135, West wall, upper meter, 76T key_ IRRIGATION METER FOR PLAYFIELD s wright and St mary's
| 0360 | Atkins Tennis Center | A | UIUC Water | 00360-W1 | W31625397 |  | KGALs | RM 135 SW CORNER OF BLDG, West wall, lower meter, 76t key (ONLY 1/2 USAGE BILLED OUT)
| 0364 | Campus Recreation Center - East | A | UIUC Water | 00364-W1 | W03116601LARGE |  | KGALs | Northeast mechanical room 1035, North wall
| 0364 | Campus Recreation Center - East | A | UIUC Water | 00364-W2 | W03116601SMALL |  | KGALs | Northeast mechanical room 1035, North wall
| 0365 | 907 1/2 W Nevada, Urbana | A | IAWC | W15137686 | 00365-W1 | 210001133762 | KGALs
| 0366 | South Studio 4 (Ceramics Facility) | A | UIUC Water | 00366-W1 | W32619295 |  | KGALs | N W MECHANICAL RM, LOCK 239
| 0367 | 901 W Oregon, Urbana | A | IAWC | W074890445N | 00367-W1 | 210001133434 | KGALs | 701 S LINCOLN AVE
| 0369 | International Studies Building | A | IAWC | W14305681 | 00369-W1 | 210001046554 | KGALs
| 0370 | South Studio 5 (Graduate Photography) | A | UIUC Water | 00370-W1 | W33288168 |  | KGALs | N OF OUTSIDE DOOR, RM 108, KEY 143 SKD 1
| 0371 | South Studio 7 (General Arts Building) | A | UIUC Water | 00371-W1 | W32423770 |  | KGALs | RM 108, N DOOR, LOCK 143-1 OS
| 0372 | Special Materials Storage Facility | A | UIUC Water | 00372-W1 | W09913095READOUT |  | KGALs | OUTSIDE READOUT ON CENTER OF LOADING DOCK/Between 1 & 2 garage door
| 0373 | Spurlock Museum | A | UIUC Water | 00373-W1 | W549-163-73 |  | KGALs | Room 35, Main Mech; NW corner
| 0374 | HARTLEY GARDENS (NONE) | A | UIUC Water | 00374-W1 | W19088373 |  | KGALs | St Marys Rd, East of Lincoln block bldg, North side, remote readout
| 0375 | South Studio 6 (Graduate Painting Fac.) | A | UIUC Water | 00375-W1 | W93126448 |  | KGALs | MECH RM NORTH SIDE IN MIDDLE OF BUILDING-Outside
| 0376 | Campbell Hall | A | IAWC | W14305680 | 00376-W1 | 210001175063 | KGALs | 302 N GOODWIN AVE
| 0377 | ACES Library, Info. & Alumni Center | A | UIUC Water | 00377-W1 | W1576648 |  | KGALs | North basement mechanical room, middle of East wall
| 0378 | Admissions and Records Building | A | UIUC Water | 00378-W2 | W9703049 |  | KGALs | EAST METER ROOM FIRST FLOOR, ROOM 131, INSIDE 140, TOP METER
| 0378 | Admissions and Records Building | A | UIUC Water | 00378-W1-SUB |  |  | KGALs
| 0378 | Admissions and Records Building | A | UIUC Water | 00378-W1 | W1481711 |  | KGALs | EAST METER,ROOM 131,INSIDE ROOM 140, BOTTOM METER
| 0379 | Bielfeldt Athletic Administration Bl | A | UIUC Water | 00379-W2 | W1466617 |  | KGALs | RM # 1033, W WALL, BOTTOM MTR, OPEN 8:00 TO 5:00 M KEY, MECH RM
| 0379 | Bielfeldt Athletic Administration Bl | A | UIUC Water | 00379-W2-SUB |  |  | KGALs
| 0379 | Bielfeldt Athletic Administration Bl | A | UIUC Water | 00379-W1 | W51119512 |  | KGALs | RM # 1033, W WALL, TOP MTR, OPEN 8:00 TO 5:00 M KEY, MECH RM
DIA | 0379 | Bielfeldt Athletic Administration Bl | A | UIUC Water | 00379-W3 | W1234500379 |  | KGALs | in SE corner of Mech room, meter on South wall, faces North *****IRRIGATION METER***** **METER #1459563
| 0380 | Campus Recreation Outdoor Center | A | UIUC Water | 00380-W3 | W10807471 |  | KGALs | Room 118
Campus Rec | 0380 | Campus Recreation Outdoor Center | A | UIUC Water | 00380-W1 | W9505591 |  | KGALs | USE KEY 258 OS RR TO ENTER BULD USE KEY 258 103 FOR RM 103 IRRIGATION
Campus Rec | 0380 | Campus Recreation Outdoor Center | A | UIUC Water | 00380-W2 | W9600487 |  | KGALs | RM 103, W MTR, N WALL, 10:00AM TO 4:00PM, FRONT DOOR RM 103 IRRIGATION
| 0381 | Irwin Academic Service Center | A | IAWC | W53571626 | 00381-W1 | 210001214326 | KGALs | DIA PAID Water Usage is for Sanitary Calculation Only
| 0401 | Animal Science Air Conditioning Ctr | A | UIUC Water | 00401-W2CT | WCT95314 |  | KGALs | West of transformer roo, Room 25, close to room center and up gray ladder BLDG Key #73
| 0407 | Irwin Indoor Football Facility | A | UIUC Water | 00407-W1 | W3k620000340704 |  | KGALs | M key, inside South Mech Room, meter in Sw corner
| 0409 | Electrical and Computer Engineering | A | UIUC Water | 00409-W1 | W3K620000188770 |  | KGALs | Basement Mech Room
| 0506 | 909 W Oregon, Urbana | A | IAWC | W53571631 | 00506-W1 | 210001133526 | KGALs
| 0507 | 1819 S. Neil St, Champaign | A | IAWC | W076393148N | 00507-W1 | 210001121929 | KGALs
| 0556 | Fire Sub Station | A | UIUC Water | 00556-W1 | W58364737 |  | KGALs | Ground level, Southwest mechanical room, West wall, AHU1
| 0559 | 111 E. Green Street | A | IAWC | W14493794 | 00559-W2 | 210001130060 | KGALs | Leased from Bankier Apt Rental ; san paid seperately 559-SWR1
| 0559 | 111 E. Green Street | A | IAWC | W52089967N | 00559-W1 | 210001130015 | KGALs | Leased from Bankier Apt Rental/any prior history look on GUP 00559-W1/originally set up wrong
| 0559 | 111 E. Green Street | A | IAWC | FIRE PROTECT. 0559 | 00559-W3 | 220024923033 | KGALs | Fire service for 111 E Green St.
| 0560 | EICHELBERGER FIELD (NONE) | A | UIUC Water | 00560-W1 | W1607254V |  | KGALs | SOUTH OF Eichelberger FIELD IN GREEN METAL SHED, Doors face south/Remote display removed as of 1/5/18, sm
| 0562 | 4110 S. FIRST STREET (NONE) | A | IAWC | W91686960N | 00562-W1 | 220002311517 | KGALs
| 0563 | Siebel Center for Computer Science | A | UIUC Water | 00563-W1 | W3K620000183620 |  | KGALs | EAST BASEMENT MECH room 409, E. wall
| 0564 | Nat Center for Supercomp Appl | A | UIUC Water | 00564-W1 | W63500159 |  | KGALs | ROOM 6 WEST EQUIP ROOM WEST BASEMENT, meter on W. wall
| 0568 | 1206 W. Nevada | A | IAWC | W15249083 | 00568-W1 | 210000913866 | KGALs
| 0675 | Commercial Airport Terminal Bldg | A | IAWC | W031921556/C31921556 | 00675-W1 | 210001085795 | KGALs
| 0698 | Parking Booths | A | IAWC | W85702821N | 00698-W1 | 210001085863 | KGALs
| 0824 | Agronomy South Farms Lab | A | UIUC Water | 00824-W1 | W34667820 |  | KGALs | closet in room in NW section of bldg, door faces North
| 0828 | Animal Sci Shop & Stor-Horse Farm | A | UIUC Water | 00828-W1 | W22476011 |  | KGALs | NW corner of bldg IN WATER HEATER RM, NEXT TO RESTRM, behind water heater
| 0836 | Equine Research Barn | A | UIUC Water | 00836-W1 | W32196031 |  | KGALs | PIT W OF FIRE HYDRANT, S OF WAGON SHED, SE OF BUILDING 832/South of Ubben on S. 4th st./takes tools to loosen nut on pit lid
| 0842 | Agronomy Seed House | A | UIUC Water | 00842-W1 | W7116186 |  | KGALs | Basement BOILER RM S wall
| 0846 | Sheet Metal Barn - USDA | A | UIUC Water | 00846-W1 | W19182342 |  | KGALs | in NW room of bldg, remove notched board in floor to read meter - NO key/Glen Hartman is bldg contact 244-3258
| 0848 | Sheet Metal Barn - Weed Lab - USDA | A | UIUC Water | 00848-W1 | W18286203 |  | KGALs | Bldg 848, UNDER SINK Key 848
| 0861 | Brick Garage Lab - Round Barns | A | UIUC Water | 00861-W1 | W18484479 |  | KGALs | In pit 75 feet south of the fire hydrant on the south side of St. Mary's Rd West of Goodwin ave
| 0884 | Pollinatarium | A | UIUC Water | 00884-W1 | W35611105 |  | KGALs | S W RM, **DO NOT READ** Contact (Lesley Deem 333-2910)
| 0912 | Imported Swine Research Laboratory | A | UIUC Water | 00912-W1 | WBADGERM180 |  | KGALs | READOUT OUTSIDE ON E END OF N BUILDING/no access due to Swine Flu John Mosley 369-5072
| 0924 | Dairy Herdsman's Cottage-L Ave Dairy | A | UIUC Water | 00924-W1 | W35611100 |  | KGALs | BSMT N WALL, READOUT ON OUTSIDE N WALL BY DOOR
| 0925 | South Barn and Calf House-LAD | A | UIUC Water | 00925-W1 | W8644349 |  | KGALs | Barn 925, North side, remote read, West corner outside
| 0974 | USDA Soybean Laboratory | A | IAWC | W91687404N | 00974-W1 | 210001288167 | KGALs | 3609 S RACE
| 0983 | Machinery Storage Building | A | IAWC | W517855202N | 00983-W1 | 210001236593 | KGALs | 3605 S RACE
| 0991 | Soybean Research - Agronomy Farm | A | UIUC Water | 00991-W1 | W50877622 |  | KGALs | Bldg 991/Straight East of door, behind desk, SE corner
| 1000 | Supervisor's Residence - Beef | A | UIUC Water | 01000-W1 | W957076 |  | KGALs | South wall exterior, readout 7 yards to the East of the SW corner
| 1001 | Cruse Farm Pump Station | A | IAWC | W030790654 | 01001-W1 | 210001086255 | KGALs
| 1013 | Beef Cow Facility | A | IAWC | W80947890N | 01013-W1 | 210001086101 | KGALs
| 1016 | Vegetable Crops Shop & Stor Bldg | A | IAWC | W82988248N | 01016-W1 | 210001086187 | KGALs
| 1026 | Water Survey Warehouse | A | UIUC Water | 01026-W1 | W33288169 |  | KGALs | W OF OUTSIDE DOOR, LOCK 49 OS
| 1030 | Swine Res Ctr-Headquarters Bldg | A | IAWC | W52582358N/60754293N | 01030-W1 | 210001086880 | KGALs | 3404 S 1ST ST
| 1032 | Swine Res Ctr-Isolation Bldg | A | UIUC Water | 01032-W1 | W52420253 |  | KGALs | Bldg located SE corner of complex, access off of Curtis Road, in Bathroom on South side of bldg
| 1048 | Pest Management Laboratory | A | UIUC Water | 01048-W1 | W60027435 |  | KGALs | MECHANICAL RM 106, N W CORNER OF BLDG, KEY 236.7 OS
| 1071 | Early Child Development Lab | A | UIUC Water | 01071-W1 | W57719134 |  | KGALs | Room 127 on North wall
| 1073 | Forbes Natural History Building | A | UIUC Water | 01073-W1 | W57434689 |  | KGALs | Door outside S entrance, West side, West all, upper meter, KEY M
| 1073 | Forbes Natural History Building | A | UIUC Water | 01073-W2 | W57482906 |  | KGALs | Door outside S entrance, West side, West wall, Lower meter, KEY M
Res. Park | 1074 | Z Building | A | UIUC Water | 01074-W2 | W57482905 |  | KGALs | East facing door just outside South entrance, Z key, lower meter on West wall/IRRIGATION
| 1074 | Z Building | A | UIUC Water | 01074-W1 | W57434687 |  | KGALs | East facing door just outside South entrance, upper meter on West wall, Z key
| 1075 | Gateway Building | A | UIUC Water | 01075-W1 | W57434688 |  | KGALs | Furthest Southeast corner mech room, top meter, moto key, exit elec vault N door, turn right, then turn right
Res. Park | 1075 | Gateway Building | A | UIUC Water | 01075-W2 | W61166053 |  | KGALs | Furthest SOUTH EAST CORNER MECH ROOM, moto key, bottom meter, exit elec vault North door, turn right, turn right/ IRRIGATION
| 1079 | Illini Union Warehouse #2 | A | UIUC Water | 01079-W1 | W12578344 |  | KGALs | NE CORNER OF BUILDING/Remote readout Exterior
| 1080 | Institute for Genomic Biology | A | UIUC Water | 01080-W2 | W65387844 |  | KGALs | Northeast corner of basement mechanical room 25, inside room 25F
| 1080 | Institute for Genomic Biology | A | UIUC Water | 01080-W1 | W65387843 |  | KGALs | Northeast corner of basement mechanical room 25, inside room 25F
| 1085 | SOYFACE RESEARCH (NONE) | A | IAWC | W64424833 | 01085-W1 | 220030817423 | KGALs | Soy Face
| 1093 | Aerodynamics Research Laboratory | A | UIUC Water | 01093-W1 | W18970726 |  | KGALs | SW CORNER of Wind Lab
| 1094 | North Campus Parking Deck | A | UIUC Water | 01094-W3 | W62890213 |  | KGALs | Enter garage NW corner, Walk S. to Room 107, meter on S.Wall
| 1094 | North Campus Parking Deck | A | UIUC Water | 01094-W1 | W63307028 |  | KGALs | Enter garage NW corner, Walk S. to Room 107, meter on S.Wall
| 1094 | North Campus Parking Deck | A | UIUC Water | 01094-W4 | W3K620000126535 |  | KGALs | Enter garage NW corner, Walk S. to Room 107, meter on S.Wall
| 1094 | North Campus Parking Deck | A | UIUC Water | 01094-W2 | W63236762 |  | KGALs | Enter garage NW corner, Walk S. to Room 107, meter on S.Wall
| 1095 | Enterprise Works @ Illinois | A | UIUC Water | 01095-W2 | W60972317 |  | KGALs | NE corner of loading dock service entrance, 1 card, middle meter
| 1095 | Enterprise Works @ Illinois | A | UIUC Water | 01095-W3 | W61179908 |  | KGALs | NE corner of loading dock service entrance, 1 card, South meter
| 1095 | Enterprise Works @ Illinois | A | UIUC Water | 01095-W1 | W60972316 |  | KGALs | NE corner of loading dock service entrance, 1 card, North meter
| 1096 | Oak Street Library Facility | A | IAWC | W60754291N | 01096-W1 | 210000543656 | KGALs
| 1101 | Ponds Site Laboratory | A | UIUC Water | 01101-W1 | W01210804 |  | KGALs | Nat History Aquatic Center *DOG* KEY PAD 1606-key to lock on gate on meter book ring. READOUT ON NE SIDE OF BLDG TOP METER (Matt Thompson) 244-7317
| 1101 | Ponds Site Laboratory | A | UIUC Water | 01101-W2 | WBLDG01101V |  | KGALs | Nat History Aquatic Center *DOG* KEYPAD 1606-Key to lock on gate on meter book ring. READOUT ON NE SIDE OF BLDG BOTTOM METER (Matt Thompson) 244-7317
| 1103 | Z-2 Building | A | UIUC Water | 01103-W1 | W13628859 |  | KGALs | Outside East entrance, door on the North, Z2 key, top meter
| 1103 | Z-2 Building | A | UIUC Water | 01103-W2 | W13398425 |  | KGALs | Outside East entrance, door on the North, Z2 key, Bottom meter
| 1112 | Water Survey Research Center #9 | A | IAWC | W52441946N | 00289-W2 | 210001086958 | KGALs
| 1114 | 1108 W. Stoughton | A | IAWC | W92325700N | 01114-W1 | 210000323289 | KGALs
| 1133 | Christopher Hall | A | UIUC Water | 01133-W1 | W30062954 |  | KGALs | Southwest corner of basement mechanical room 012
| 1137 | C-10 Parking Structure | A | IAWC | W14277261 | 01137-W1 | 210001767431 | KGALs | 502 E DANIEL
| 1139 | Water Survey Shop & Equip. Bldg #11 | A | UIUC Water | 01139-W1 | W16063932LARGE |  | KGALs | East side bldg 11, outside mech room door
| 1139 | Water Survey Shop & Equip. Bldg #11 | A | UIUC Water | 01139-W2 | W16063933SMALL |  | KGALs | East side Bldg 11, outside mech room door
| 1145 | Asian American House | A | UIUC Water | 01145-W1 | W15796959 |  | KGALs | NW Corner of basement under stairs, N of fire suppression service
| 1146 | Beef Cattle and Sheep Field Laboratory | A | UIUC Water | 01146-W2 | W04029455SMALL |  | KGALs | Enter South side double doors by condensing units, M key, Small Meter
| 1146 | Beef Cattle and Sheep Field Laboratory | A | UIUC Water | 01146-W1 | W04029455LARGE |  | KGALs | Enter South side double doors by condensing units, M key, Large Meter
| 1164 | South Farms Metabolism | A | UIUC Water | 01164-W3 | W03116981LARGE |  | KGALs | Pole Barn 1164, SW Door, M Key/**BOTTOM METER*** MECH ROOM
| 1164 | South Farms Metabolism | A | UIUC Water | 01164-W2 | W04029454SMALL |  | KGALs | Pole Barn 1164, SW door, M key/**TOP METER**MECH ROOM
| 1164 | South Farms Metabolism | A | UIUC Water | 01164-W4 | W03116981SMALL |  | KGALs | Pole Barn 1164, SW door, M key/**BOTTOM METER*** MECH ROOM
| 1164 | South Farms Metabolism | A | UIUC Water | 01164-W1 | W04029454LARGE |  | KGALs | Pole Barn 1164, SW door, M key/**TOP METER**MECH ROOM
| 1165 | Bee Research Facility | A | UIUC Water | 01165-W1 | W14548393 |  | KGALs | South mech room, South wall, under Fire Suppression
| 1187 | Indoor Golf Facility | A | UIUC Water | 01187-W1 | W32989841 |  | KGALs | FIRE PUMP ROOM, closet in North wall in room 1022, room#1022A, meter at East end of closet, M key
| 1196 | Lincoln Square Mall | A | IAWC | WH013242684 | 01196-W1 | 220032426441 | KGALs | Leased Unit in Lincoln Sq Mall Contact is Greg Anderson
| 1197 | 201 Industrial Drive | A | IAWC | W92143383N | 01197-W1 | 210002527285 | KGALs
| 1206 | Business Instructional Facility | A | UIUC Water | 01206-W2 | W60494568 |  | KGALs | BASEMENT MECH ROOMRm 21A, Bottom Meter
| 1210 | Z-3 Building | A | UIUC Water | 01210-W2 | W32990297 |  | KGALs | MER3 key, single door on West side next to West entrance, North door to room, South meter in NE corner of room
| 1210 | Z-3 Building | A | UIUC Water | 01210-W1 | W32913005 |  | KGALs | MER3 key, single door on West side, next to West entrance, North door to roo, North meter in NE corner of room
| 1211 | TDFC | A | UIUC Water | 01211-W1 | W16907637 |  | KGALs | West side of bldg, Exterior South door, TDFC key, Top Meter
| 1211 | TDFC | A | UIUC Water | 01211-W2 | W16079600 |  | KGALs | West side of bldg, Exterior South door, TDFC key, Bottom Meter
| 1213 | 2001 S. Oak Street - Speech Clinic | A | UIUC Water | 01213-W1 | W17310087 |  | KGALs | AA13CA key, Exterior door, faces East on the West side of bldg, RED WALL MIDDLE DOOR, Top meter
| 1213 | 2001 S. Oak Street - Speech Clinic | A | UIUC Water | 01213-W2 | W0618091 |  | KGALs | AA13CA key, Exterior door faces East on the West side of bldg, red wall middle door, bottom meter(Child Development center)
| 1214 | Conference Center | A | UIUC Water | 01214-W3 | W3K620000353155 |  | KGALs | inside South door Room 1121
| 1214 | Conference Center | A | UIUC Water | 01214-W1 | W0804561 |  | KGALs | RM 1040 North side of bldg, mech room located by gas meters in receiving area, CC Key, meter on North wall of Mech room
| 1214 | Conference Center | A | UIUC Water | 01214-W2 | W0611249 |  | KGALs | North side of bldg, mech room located by gas meters in receiving area, CC Key, meter on North wall of Mech room
| 1215 | iHotel | A | UIUC Water | 01215-W1 | W0804246 |  | KGALs | North side of bldg, mech room located by gas meters in receiving area, CC Key, meter on West wall of Mech room
| 1215 | iHotel | A | UIUC Water | 01215-W2 | W0716478 |  | KGALs | North side of bldg, mech room located by gas meters in receiving area, CC Key, meter on West wall of Mech room
| 1216 | Poultry Cage House #3 | A | UIUC Water | 01216-W1 | W60911538 |  | KGALs | Outside, West wall, South double doors, M key
| 1217 | Ashton Woods Apartments Office | A | IAWC | W87202073N | 1217-W1 | 210003622350 | KGALs | Ashton woods Office billed as house
| 1218 | Ashton Woods Apartments | A | IAWC | W89552708N | 1218-W1 | 210004556180 | KGALs | Apt. 101 "Acct # corrected 6/20/19"
| 1218 | Ashton Woods Apartments | A | IAWC | WH012705550 | 1218-W6 | 210003623032 | KGALs | Apt. 202
| 1218 | Ashton Woods Apartments | A | IAWC | W076393222N | 1218-W7 | 210003623117 | KGALs | Apt. 203
| 1218 | Ashton Woods Apartments | A | IAWC | W076393223N | 1218-W8 | 210003623186 | KGALs | Apt. 204
| 1218 | Ashton Woods Apartments | A | IAWC | W076393224N | 1218-W9 | 210003623230 | KGALs | Apt. 301
| 1218 | Ashton Woods Apartments | A | IAWC | WH012705844 | 1218-W10 | 210003623315 | KGALs | Apt. 302
| 1218 | Ashton Woods Apartments | A | IAWC | WH012705578 | 1218-W12 | 210003623469 | KGALs | Apt. 304
| 1218 | Ashton Woods Apartments | A | IAWC | W76392867N | 1218-W3 | 210003623681 | KGALs | Apt. 103
| 1218 | Ashton Woods Apartments | A | IAWC | WH012705558 | 1218-W4 | 210003623759 | KGALs | Apt. 104
| 1218 | Ashton Woods Apartments | A | IAWC | WH012705474 | 1218-W13 | 210003622428 | KGALs | Laundry room billed as House
| 1218 | Ashton Woods Apartments | A | IAWC | W76392869N | 1218-W5 | 210003622954 | KGALs | Apt. 201
| 1218 | Ashton Woods Apartments | A | IAWC | WH012705833 | 1218-W2 | 210003623599 | KGALs | Apt. 102
| 1218 | Ashton Woods Apartments | A | IAWC | W076393227N | 1218-W11 | 210003623407 | KGALs | Apt. 303
| 1218 | Ashton Woods Apartments | A | IAWC | FIRE PROTECT. 1218 | 1218-W14 | 210003622480 | KGALs | Fire service for Ashton Woods
| 1219 | Ashton Woods Apartments | A | IAWC | W76392814N | 1219-W1 | 210003622664 | KGALs | Apt. 101
| 1219 | Ashton Woods Apartments | A | IAWC | W76392771N | 1219-W4 | 210003622893 | KGALs | Apt. 104
| 1219 | Ashton Woods Apartments | A | IAWC | W76392774N | 1219-W6 | 210003623896 | KGALs | Apt. 202
| 1219 | Ashton Woods Apartments | A | IAWC | W76392775N | 1219-W7 | 210003623988 | KGALs | Apt. 203
| 1219 | Ashton Woods Apartments | A | IAWC | W79697607N | 1219-W8 | 210003624059 | KGALs | Apt. 204
| 1219 | Ashton Woods Apartments | A | IAWC | W76392779N | 1219-W11 | 210003624288 | KGALs | Apt. 303
| 1219 | Ashton Woods Apartments | A | IAWC | W76392813N | 1219-W13 | 210003623513 | KGALs | House water
| 1219 | Ashton Woods Apartments | A | IAWC | W76392773N | 1219-W5 | 210003623827 | KGALs | Apt. 201
| 1219 | Ashton Woods Apartments | A | IAWC | W76392777N | 1219-W9 | 210003624134 | KGALs | Apt. 301
| 1219 | Ashton Woods Apartments | A | IAWC | W76392778N | 1219-W10 | 210003624202 | KGALs | Apt. 302
| 1219 | Ashton Woods Apartments | A | IAWC | W76392849N | 1219-W12 | 210003624349 | KGALs | Apt. 304
| 1219 | Ashton Woods Apartments | A | IAWC | W76392772N | 1219-W2 | 210003622756 | KGALs | Apt. 102
| 1219 | Ashton Woods Apartments | A | IAWC | W063506819 | 1219-W3 | 210003622831 | KGALs | Apt. 103
| 1220 | Ashton Woods Apartments | A | IAWC | W76392923N | 1220-W1 | 210003624585 | KGALs | Apt. 101
| 1220 | Ashton Woods Apartments | A | IAWC | W76392927N | 1220-W4 | 210003624813 | KGALs | Apt. 104
| 1220 | Ashton Woods Apartments | A | IAWC | W76392928N | 1220-W5 | 210003624899 | KGALs | Apt. 201
| 1220 | Ashton Woods Apartments | A | IAWC | W76392930N | 1220-W7 | 210003705026 | KGALs | Apt. 203
| 1220 | Ashton Woods Apartments | A | IAWC | W76392931N | 1220-W8 | 210003705118 | KGALs | Apt. 204
| 1220 | Ashton Woods Apartments | A | IAWC | W76392926N | 1220-W3 | 210003624752 | KGALs | Apt. 103
| 1220 | Ashton Woods Apartments | A | IAWC | W76392922N | 1220-W13 | 210003624431 | KGALs | Apt. House
| 1220 | Ashton Woods Apartments | A | IAWC | W76392925N | 1220-W2 | 210003624660 | KGALs | Apt. 102
| 1220 | Ashton Woods Apartments | A | IAWC | W76392929N | 1220-W6 | 210003624967 | KGALs | Apt. 202
| 1220 | Ashton Woods Apartments | A | IAWC | W76392932N | 1220-W9 | 210003705194 | KGALs | Apt. 301
| 1220 | Ashton Woods Apartments | A | IAWC | W76392986N | 1220-W10 | 210003705378 | KGALs | Apt. 302
| 1220 | Ashton Woods Apartments | A | IAWC | W92325693N | 1220-W11 | 210003705422 | KGALs | Apt. 303
| 1220 | Ashton Woods Apartments | A | IAWC | W76392988N | 1220-W12 | 210003705484 | KGALs | Apt. 304
| 1221 | Ashton Woods Apartments | A | IAWC | W76392915N | 1221-W6 | 210003706029 | KGALs | Apt. 202
| 1221 | Ashton Woods Apartments | A | IAWC | W76392916N | 1221-W7 | 210003706104 | KGALs | Apt. 203
| 1221 | Ashton Woods Apartments | A | IAWC | W76392917N | 1221-W8 | 210003706142 | KGALs | Apt. 204
| 1221 | Ashton Woods Apartments | A | IAWC | W76392918N | 1221-W9 | 210003706227 | KGALs | Apt. 301
| 1221 | Ashton Woods Apartments | A | IAWC | W76392921N | 1221-W12 | 210003706449 | KGALs | Apt. 304
| 1221 | Ashton Woods Apartments | A | IAWC | W76392850N | 1221-W13 | 210003705576 | KGALs | Apt. House
| 1221 | Ashton Woods Apartments | A | IAWC | W76392912N | 1221-W4 | 210003705866 | KGALs | Apt. 104
| 1221 | Ashton Woods Apartments | A | IAWC | W76392914N | 1221-W5 | 210003705941 | KGALs | Apt. 201
| 1221 | Ashton Woods Apartments | A | IAWC | W76392919N | 1221-W10 | 210003706302 | KGALs | Apt. 302
| 1221 | Ashton Woods Apartments | A | IAWC | W76392920N | 1221-W11 | 210003706388 | KGALs | Apt. 303
| 1221 | Ashton Woods Apartments | A | IAWC | W76392851N | 1221-W1 | 210003705668 | KGALs | Apt. 101
| 1221 | Ashton Woods Apartments | A | IAWC | W76392911N | 1221-W2 | 210003705743 | KGALs | Apt. 102
| 1221 | Ashton Woods Apartments | A | IAWC | W76392913N | 1221-W3 | 210003705811 | KGALs | Apt. 103
| 1222 | Ashton Woods Apartments | A | IAWC | W76392949N | 1222-W9 | 210003707190 | KGALs | Apt. 301
| 1222 | Ashton Woods Apartments | A | IAWC | W76392892N | 1222-W13 | 210003706517 | KGALs | Apt. House
| 1222 | Ashton Woods Apartments | A | IAWC | W76392893N | 1222-W2 | 210003706661 | KGALs | Apt. 102
| 1222 | Ashton Woods Apartments | A | IAWC | W074520055N | 1222-W3 | 210003706753 | KGALs | Apt. 103
| 1222 | Ashton Woods Apartments | A | IAWC | W063506712 | 1222-W4 | 210003706821 | KGALs | Apt. 104
| 1222 | Ashton Woods Apartments | A | IAWC | W76392894N | 1222-W5 | 210003706890 | KGALs | Apt. 201
| 1222 | Ashton Woods Apartments | A | IAWC | W78739509N | 1222-W7 | 210003707046 | KGALs | Apt. 203
| 1222 | Ashton Woods Apartments | A | IAWC | W76392948N | 1222-W8 | 210003707114 | KGALs | Apt. 204
| 1222 | Ashton Woods Apartments | A | IAWC | W87722893N | 1222-W12 | 210003707411 | KGALs | Apt. 304
| 1222 | Ashton Woods Apartments | A | IAWC | W90922897N | 1222-W1 | 210003706593 | KGALs | Apt. 101
| 1222 | Ashton Woods Apartments | A | IAWC | W76392933N | 1222-W6 | 210003706968 | KGALs | Apt. 202
| 1222 | Ashton Woods Apartments | A | IAWC | W76392950N | 1222-W10 | 210003707268 | KGALs | Apt. 302
| 1222 | Ashton Woods Apartments | A | IAWC | W13467277 | 1222-W11 | 210003707329 | KGALs | Apt. 303
| 1223 | Ashton Woods Apartments | A | IAWC | W77023881N | 1223-W13 | 210003544313 | KGALs | hse Spigot, Laundry room and utility room for 2215 S. First Ashton Wood Apartment
| 1223 | Ashton Woods Apartments | A | IAWC | W77024094N | 1223-W3 | 210003544542 | KGALs | Apt. 103
| 1223 | Ashton Woods Apartments | A | IAWC | W77024095N | 1223-W4 | 210003544603 | KGALs | Apt. 104
| 1223 | Ashton Woods Apartments | A | IAWC | W77024096N | 1223-W5 | 210003544689 | KGALs | Apt. 201
| 1223 | Ashton Woods Apartments | A | IAWC | W77024097N | 1223-W6 | 210003544764 | KGALs | Apt. 202
| 1223 | Ashton Woods Apartments | A | IAWC | W77023882N | 1223-W7 | 210003544849 | KGALs | Apt. 203
| 1223 | Ashton Woods Apartments | A | IAWC | W77023943N | 1223-W11 | 210003620125 | KGALs | Apt. 303
| 1223 | Ashton Woods Apartments | A | IAWC | W77023948N | 1223-W12 | 210003620187 | KGALs | Apt. 304
| 1223 | Ashton Woods Apartments | A | IAWC | W78139134N | 1223-W1 | 210003544405 | KGALs | Apt. 101
| 1223 | Ashton Woods Apartments | A | IAWC | W77024093N | 1223-W2 | 210003544474 | KGALs | Apt. 102
| 1223 | Ashton Woods Apartments | A | IAWC | W77023940N | 1223-W8 | 210003544900 | KGALs | Apt. 204
| 1223 | Ashton Woods Apartments | A | IAWC | W77023941N | 1223-W9 | 210003544979 | KGALs | Apt. 301
| 1223 | Ashton Woods Apartments | A | IAWC | W78586197N | 1223-W10 | 210003620033 | KGALs | Apt. 302
| 1224 | Ashton Woods Apartments | A | IAWC | W77023514N | 1224-W12 | 210003621340 | KGALs | Apt. 304
| 1224 | Ashton Woods Apartments | A | IAWC | W77024103N | 1224-W2 | 210003620620 | KGALs | Apt. 102
| 1224 | Ashton Woods Apartments | A | IAWC | W80331411N | 1224-W3 | 210003620699 | KGALs | Apt. 103
| 1224 | Ashton Woods Apartments | A | IAWC | W77024117N | 1224-W4 | 210003620774 | KGALs | Apt. 104
| 1224 | Ashton Woods Apartments | A | IAWC | W77023507N | 1224-W5 | 210003620842 | KGALs | Apt. 201
| 1224 | Ashton Woods Apartments | A | IAWC | W77023508N | 1224-W6 | 210003620910 | KGALs | Apt. 202
| 1224 | Ashton Woods Apartments | A | IAWC | W77023509N | 1224-W7 | 210003620996 | KGALs | Apt. 203
| 1224 | Ashton Woods Apartments | A | IAWC | W77023510N | 1224-W8 | 210003621043 | KGALs | Apt. 204
| 1224 | Ashton Woods Apartments | A | IAWC | W77023511N | 1224-W9 | 210003621128 | KGALs | Apt. 301
| 1224 | Ashton Woods Apartments | A | IAWC | W77023512N | 1224-W10 | 210003621203 | KGALs | Apt. 302
| 1224 | Ashton Woods Apartments | A | IAWC | W77023513N | 1224-W11 | 210003621272 | KGALs | Apt. 303
| 1224 | Ashton Woods Apartments | A | IAWC | W77023950N | 1224-W1 | 210003620446 | KGALs | Apt. 101
| 1224 | Ashton Woods Apartments | A | IAWC | W77023949N | 1224-W13 | 210003620385 | KGALs | spigot, laundry room and utility room 1224 Ashton Wood Apartments house
| 1225 | Ashton Woods Apartments | A | IAWC | W77305110N | 1225-W1 | 210003621494 | KGALs | Apt. 101
| 1225 | Ashton Woods Apartments | A | IAWC | W77305146N | 1225-W10 | 210003622138 | KGALs | Apt. 302
| 1225 | Ashton Woods Apartments | A | IAWC | W77305135N | 1225-W9 | 210003622053 | KGALs | Apt. 301
| 1225 | Ashton Woods Apartments | A | IAWC | W77305109N | 1225-W2 | 210003621562 | KGALs | Apt. 102
| 1225 | Ashton Woods Apartments | A | IAWC | W77305129N | 1225-W3 | 210003621654 | KGALs | Apt. 103
| 1225 | Ashton Woods Apartments | A | IAWC | W77305128N | 1225-W4 | 210003621722 | KGALs | Apt. 104
| 1225 | Ashton Woods Apartments | A | IAWC | W77305131N | 1225-W5 | 210003621777 | KGALs | Apt. 201
| 1225 | Ashton Woods Apartments | A | IAWC | W77305132N | 1225-W6 | 210003621852 | KGALs | Apt. 202
| 1225 | Ashton Woods Apartments | A | IAWC | W77023412N | 1225-W7 | 210003621937 | KGALs | Apt. 203
| 1225 | Ashton Woods Apartments | A | IAWC | W77305134N | 1225-W8 | 210003622015 | KGALs | Apt. 204
| 1225 | Ashton Woods Apartments | A | IAWC | W77305147N | 1225-W11 | 210003622213 | KGALs | Apt. 303
| 1225 | Ashton Woods Apartments | A | IAWC | W77305148N | 1225-W12 | 210003622282 | KGALs | Apt. 304
| 1225 | Ashton Woods Apartments | A | IAWC | W77305130N | 1225-W13 | 210003621401 | KGALs | laundry room billed as house
| 1226 | Ashton Woods Apartments | A | IAWC | W076819715N | 1226-W2 | 210003707749 | KGALs | Apt. 102
| 1226 | Ashton Woods Apartments | A | IAWC | W076819716N | 1226-W3 | 210003707817 | KGALs | Apt. 103
| 1226 | Ashton Woods Apartments | A | IAWC | W076819864N | 1226-W7 | 210003708117 | KGALs | Apt. 203
| 1226 | Ashton Woods Apartments | A | IAWC | W076819887N | 1226-W11 | 210003708414 | KGALs | Apt. 303
| 1226 | Ashton Woods Apartments | A | IAWC | W076819888N | 1226-W12 | 210003708605 | KGALs | Apt. 304
| 1226 | Ashton Woods Apartments | A | IAWC | W076819714N | 1226-W1 | 210003707671 | KGALs | Apt. 101
| 1226 | Ashton Woods Apartments | A | IAWC | W076819860N | 1226-W4 | 210003707886 | KGALs | Apt. 104
| 1226 | Ashton Woods Apartments | A | IAWC | W076819862N | 1226-W5 | 210003707961 | KGALs | Apt. 201
| 1226 | Ashton Woods Apartments | A | IAWC | W076819865N | 1226-W8 | 210003708186 | KGALs | Apt. 204
| 1226 | Ashton Woods Apartments | A | IAWC | W076819878N | 1226-W9 | 210003708254 | KGALs | Apt. 301
| 1226 | Ashton Woods Apartments | A | IAWC | W076819877N | 1226-W10 | 210003708339 | KGALs | Apt. 302
| 1226 | Ashton Woods Apartments | A | IAWC | W076819713N | 1226-W13 | 210003707602 | KGALs | Apt. House
| 1226 | Ashton Woods Apartments | A | IAWC | W076819863N | 1226-W6 | 210003708032 | KGALs | Apt. 202
| 1227 | Ashton Woods Apartments | A | IAWC | W076819610N | 1227-W7 | 210003709202 | KGALs | Apt. 203
| 1227 | Ashton Woods Apartments | A | IAWC | W076819719N | 1227-W1 | 210003708742 | KGALs | Apt. 101
| 1227 | Ashton Woods Apartments | A | IAWC | W076819720N | 1227-W2 | 210003708803 | KGALs | Apt. 102
| 1227 | Ashton Woods Apartments | A | IAWC | W81987521N | 1227-W8 | 210003709271 | KGALs | Apt. 204
| 1227 | Ashton Woods Apartments | A | IAWC | W076819608N | 1227-W5 | 210003709059 | KGALs | Apt. 201
| 1227 | Ashton Woods Apartments | A | IAWC | W076819609N | 1227-W6 | 210003709141 | KGALs | Apt. 202
| 1227 | Ashton Woods Apartments | A | IAWC | W076819886N | 1227-W3 | 210003708896 | KGALs | Apt. 103
| 1227 | Ashton Woods Apartments | A | IAWC | W076819889N | 1227-W4 | 210003708988 | KGALs | Apt. 104
| 1227 | Ashton Woods Apartments | A | IAWC | W076819612N | 1227-W9 | 210003709363 | KGALs | Apt. 301
| 1227 | Ashton Woods Apartments | A | IAWC | W076819613N | 1227-W10 | 210003709424 | KGALs | Apt. 302
| 1227 | Ashton Woods Apartments | A | IAWC | W076819614N | 1227-W11 | 210003709509 | KGALs | Apt. 303
| 1227 | Ashton Woods Apartments | A | IAWC | W076819615N | 1227-W12 | 210003709585 | KGALs | Apt. 304
| 1227 | Ashton Woods Apartments | A | IAWC | W076819607N | 1227-W13 | 210003708667 | KGALs | Apt. House
| 1228 | Ashton Woods Apartments | A | IAWC | W77304920N | 1228-W3 | 210003709967 | KGALs | Apt. 103
| 1228 | Ashton Woods Apartments | A | IAWC | W77304921N | 1228-W4 | 210003810058 | KGALs | Apt. 104
| 1228 | Ashton Woods Apartments | A | IAWC | W63504797 | 1228-W13 | 210003709677 | KGALs | Apt House
| 1228 | Ashton Woods Apartments | A | IAWC | W77304779N | 1228-W6 | 210003810201 | KGALs | Apt. 202
| 1228 | Ashton Woods Apartments | A | IAWC | W77304784N | 1228-W7 | 210003810270 | KGALs | Apt. 203
| 1228 | Ashton Woods Apartments | A | IAWC | W77304922N | 1228-W10 | 210003810492 | KGALs | Apt. 302
| 1228 | Ashton Woods Apartments | A | IAWC | W77304923N | 1228-W11 | 210003810577 | KGALs | Apt. 303
| 1228 | Ashton Woods Apartments | A | IAWC | W63507777 | 1228-W12 | 210003810645 | KGALs | Apt. 304
| 1228 | Ashton Woods Apartments | A | IAWC | W77304899N | 1228-W1 | 210003709745 | KGALs | Apt. 101
| 1228 | Ashton Woods Apartments | A | IAWC | W77304919N | 1228-W2 | 210003709813 | KGALs | Apt. 102
| 1228 | Ashton Woods Apartments | A | IAWC | W77304778N | 1228-W5 | 210003810140 | KGALs | Apt. 201
| 1228 | Ashton Woods Apartments | A | IAWC | W77304785N | 1228-W8 | 210003810348 | KGALs | Apt. 204
| 1228 | Ashton Woods Apartments | A | IAWC | W77304786N | 1228-W9 | 210003810423 | KGALs | Apt. 301
| 1229 | Ashton Woods Apartments | A | IAWC | W77304978N | 1229-W5 | 210003811099 | KGALs | Apt. 201
| 1229 | Ashton Woods Apartments | A | IAWC | W77023902N | 1229-W2 | 210003810874 | KGALs | Apt. 102
| 1229 | Ashton Woods Apartments | A | IAWC | W77304977N | 1229-W4 | 210003811013 | KGALs | Apt. 104
| 1229 | Ashton Woods Apartments | A | IAWC | W77304979N | 1229-W6 | 210003811174 | KGALs | Apt. 202
| 1229 | Ashton Woods Apartments | A | IAWC | W77304980N | 1229-W7 | 210003811235 | KGALs | Apt. 203
| 1229 | Ashton Woods Apartments | A | IAWC | W77304984N | 1229-W11 | 210003811556 | KGALs | Apt. 303
| 1229 | Ashton Woods Apartments | A | IAWC | W77304985N | 1229-W12 | 210003811631 | KGALs | Apt. 304
| 1229 | Ashton Woods Apartments | A | IAWC | W77024007N | 1229-W1 | 210003810805 | KGALs | Apt. 101
| 1229 | Ashton Woods Apartments | A | IAWC | W77023903N | 1229-W3 | 210003810935 | KGALs | Apt. 103
| 1229 | Ashton Woods Apartments | A | IAWC | W77304981N | 1229-W8 | 210003811310 | KGALs | Apt. 204
| 1229 | Ashton Woods Apartments | A | IAWC | W77304982N | 1229-W9 | 210003811396 | KGALs | Apt. 301
| 1229 | Ashton Woods Apartments | A | IAWC | W77304983N | 1229-W10 | 210003811471 | KGALs | Apt. 302
| 1229 | Ashton Woods Apartments | A | IAWC | W63506898 | 1229-W13 | 210003810713 | KGALs | House
| 1230 | Ashton Woods Apartments | A | IAWC | W77023870N | 1230-W5 | 210003812078 | KGALs | Apt. 201
| 1230 | Ashton Woods Apartments | A | IAWC | W063504346 | 1230-W11 | 210003812658 | KGALs | Apt. 303
| 1230 | Ashton Woods Apartments | A | IAWC | W603504336 | 1230-W9 | 210003812498 | KGALs | Apt. 301
| 1230 | Ashton Woods Apartments | A | IAWC | W77023515N | 1230-W13 | 210003811709 | KGALs | Apt. House
| 1230 | Ashton Woods Apartments | A | IAWC | W77023516N | W77023516N | 210003811778 | KGALs | Apt. 101
| 1230 | Ashton Woods Apartments | A | IAWC | W77024118N | 1230-W2 | 210003811853 | KGALs | Apt. 102
| 1230 | Ashton Woods Apartments | A | IAWC | W77024119N | 1230-W3 | 210003811921 | KGALs | Apt. 103
| 1230 | Ashton Woods Apartments | A | IAWC | W77023868N | 1230-W4 | 210003811990 | KGALs | Apt. 104
| 1230 | Ashton Woods Apartments | A | IAWC | W77023871N | 1230-W6 | 210003812153 | KGALs | Apt. 202
| 1230 | Ashton Woods Apartments | A | IAWC | W210003812344 | 1230-W7 | 210003812344 | KGALs | Apt. 203
| 1230 | Ashton Woods Apartments | A | IAWC | W210003812412 | 1230-W8 | 210003812412 | KGALs | Apt. 204
| 1230 | Ashton Woods Apartments | A | IAWC | W77023899N | 1230-W10 | 210003812566 | KGALs | Apt. 302
| 1230 | Ashton Woods Apartments | A | IAWC | W063504674 | 1230-W12 | 210003812719 | KGALs | Apt. 304
| 1233 | Integrated Bioprocessing Laboratory | A | UIUC Water | 01233-W1 | W3K620000222329 |  | KGALs | Basement Mechanical Room
| 1238 | Poultry Rooster House | A | UIUC Water | 01238-W1 | W18146193 |  | KGALs | Inside building mechanical room
| 1241 | Gregory Place II | A | UIUC Water | 01241-W2 | W35019895 |  | KGALs | MECH ROOM MIDDLE METER 1ST FLOOR RETAIL
| 1241 | Gregory Place II | A | UIUC Water | 01241-W3 | W07362979-BIG |  | KGALs | MECH ROOM BOTTOM METER BIG DIAL
| 1241 | Gregory Place II | A | UIUC Water | 01241-W1 | W34055868 |  | KGALs | MECH ROOM TOP METER
| 1241 | Gregory Place II | A | UIUC Water | 01241-W4 | W07362979-SMALL |  | KGALs | MECH ROOM BOTTOM METER SMALL DIAL
| 1242 | Energy Bioscience - Metal Shed | A | UIUC Water | 01242-W1 | W08906356 |  | KGALs | EBI FARM CURTIS & PHILO TIM MIES TMIES@UIUC.EDU
| 1244 | National Petascale Computing Facility | A | UIUC Water | 01244-W1-SUB |  |  | KGALs | sub meter for 01244-W2
| 1244 | National Petascale Computing Facility | A | UIUC Water | 01244-W2 | W09001162 |  | KGALs | LOCATION RM 1040 Cooling Tower make up water meter/Sanitary meter needs to be adj. from the evaporation of the water that goes thru this meter
| 1244 | National Petascale Computing Facility | A | UIUC Water | 01244-W1 | W35734906 |  | KGALs | get buzzed in, main door, South entrance, go to Northwest end of bldg to door along North wall. Room 1040 M key
| 1245 | Maxwell Shed | A | IAWC | W87007355N | 01245-W1 | 210002174162 | KGALs
| 1247 | Ikenberry Dining Hall | A | UIUC Water | 01247-W1 | W35734470 |  | KGALs | NORTH ROOM N HALL BSMT; Room 60 for water service - WHERE FIRE PROTECTION STARTS--Badger meter
| 1248 | Timothy J. Nugent Hall | A | UIUC Water | 01248-W1 | W641133001 |  | KGALs | Basement mechanical room on northwall, East meter
| 1249 | Wassaja Hall | A | UIUC Water | 01249-W1 | W3K620000175663 |  | KGALs | West basement water service Room 0004/meter on South Wall-West meter-Top
| 1252 | Bousfield Hall | A | UIUC Water | 01252-W1 | W3K220000172424trans |  | KGALs | ABB water meter/location Room 122
| 1258 | Fruit Research Farm - Admin. Bldg. | A | UIUC Water | 01258-W2 | WFRF02a |  | KGALs | SW of office 1258 in the Pit/HIGH Flow meter/only read the numbers in white
| 1258 | Fruit Research Farm - Admin. Bldg. | A | UIUC Water | 01258-W1 | WFRF01a |  | KGALs | SW of office 1258 IN pit (double meter) Low flow/only read the numbers in white
| 1260 | Fruit Research Farm - Chemical Storage | A | UIUC Water | 01260-W1 | W0907479L |  | KGALs | West of Bld 1260 in Pit North of of RP2/Low Flow/Read all the numbers on the meter
| 1260 | Fruit Research Farm - Chemical Storage | A | UIUC Water | 01260-W2 | W0907479H |  | KGALs | West of building 1260 in pit North of RP2/Read all the numbers/high flow meter
| 1261 | FSI - Learning Resource Research Center | A | UIUC Water | 01261-W1 | W35723141 |  | KGALs | Basement Room 40- Utiliity Room North Wall, East of boilers, meter closest to North wall/ Model 170
| 1266 | TDFC 2 | A | UIUC Water | 01266-W1 | W0804092 |  | KGALs | WEST SIDE OF BUILDING DOOR NEAR GAS METER, TDFC 2 key
| 1267 | ENERGY BIOSCIENCE FARM STORAGE SHED | A | UIUC Water | 01267-W1 | W08903961 |  | KGALs | Tim Mies 244-8610
| 1268 | Robert A. Evers Laboratory | A | UIUC Water | 01268-W2 | W70238860a |  | KGALs | High Flow/Main mech room in SE corner of building Register on the left/Room 1004
| 1268 | Robert A. Evers Laboratory | A | UIUC Water | 01268-W1 | W70238860 |  | KGALs | Low Flow Meter/Main Mech room in SE Corner of building, Room 1004
| 1269 | EICHELBERGER FIELD - CONCESSIONS | A | UIUC Water | 01269-W1 | W31065322 |  | KGALs | inside fence between brick buildings - SERVES CONCESSION AREA/USE AA1 Key, Readout face East
| 1270 | EICHELBERGER FIELD - LOCKER ROOM | A | UIUC Water | 01270-W1 | W34064669 |  | KGALs | Eichelberger Field, Martin Softball complex on Florida Ave.MECH ROOM, Doors faces West, Meter on South wall - SERVES LOCKER ROOMS/use M Key
| 1286 | Littelfuse Research Center | A | UIUC Water | 01286-W1 | W091211406 |  | KGALs | Enter West door, jog thru bldg, N, E, S, E to East entrance mech room to South of East entrance, West door
| 1294 | Gable House | A | UIUC Water | 01294-W1 | W19250899 |  | KGALs | In pit, S Side entrance to energy farm
| 1300 | DIXON SPRINGS NC-50 (NONE) | A | MILLSTONE | WMILL01300 | 01300-W1 | UNIVO1507 | KGALs
| 1300 | DIXON SPRINGS NC-50 (NONE) | A | MILLSTONE | WMILL01300 | 01300-W1 | UNIVO1507 | KGALs
| 1311 | DIXON SPRINGS FEEDLOT BOAZ 214-21 (NONE) | A | MILLSTONE | WMILL01311 | 01311-W1 | UNIVO1465 | KGALs
| 1311 | DIXON SPRINGS FEEDLOT BOAZ 214-21 (NONE) | A | MILLSTONE | WMILL01311 | 01311-W1 | UNIVO1465 | KGALs
| 1317 | DIXON SPRINGS SHED NO.6 422-08 (NONE) | A | MILLSTONE | WMILL01317 | 01317-W1 | UNIVO1505 | KGALs
| 1317 | DIXON SPRINGS SHED NO.6 422-08 (NONE) | A | MILLSTONE | WMILL01317 | 01317-W1 | UNIVO1505 | KGALs
| 1327 | DIXON SPRINGS BIG SHED @ ROBBS(NONE) | A | MILLSTONE | WMILL01327 | 01327-W1 | UNIVO1527 | KGALs
| 1327 | DIXON SPRINGS BIG SHED @ ROBBS(NONE) | A | MILLSTONE | WMILL01327 | 01327-W1 | UNIVO1527 | KGALs
| 1359 | DIXON SPRINGS MACHINE&EQUIP STORAGE QUON | A | MILLSTONE | WMILL01359 | 01359-W1 | UNIVO1495 | KGALs
| 1359 | DIXON SPRINGS MACHINE&EQUIP STORAGE QUON | A | MILLSTONE | WMILL01359 | 01359-W1 | UNIVO1495 | KGALs
| 1373 | DIXON SPRINGS HEADHOUSE (NONE) | A | MILLSTONE | WMILL01373 | 01373-W1 | UNIVO1486 | KGALs
| 1373 | DIXON SPRINGS HEADHOUSE (NONE) | A | MILLSTONE | WMILL01373 | 01373-W1 | UNIVO1486 | KGALs
| 1376 | DIXON SPRINGS DWELLING BROWN (NONE) | A | MILLSTONE | WMILL01376 | 01376-W1 | UNIVO4642 | KGALs
| 1376 | DIXON SPRINGS DWELLING BROWN (NONE) | A | MILLSTONE | WMILL01376 | 01376-W1 | UNIVO4642 | KGALs
| 1380 | DIXON SPRINGS DWELLING IFRC (NONE) | A | MILLSTONE | WMILL01380 | 01380-W1 | UNIVO1491 | KGALs
| 1380 | DIXON SPRINGS DWELLING IFRC (NONE) | A | MILLSTONE | WMILL01380 | 01380-W1 | UNIVO1491 | KGALs
| 1381 | DIXON SPRINGS DWELLING ARNOLD (NONE) | A | MILLSTONE | WMILL01381 | 01381-W1 | UNIVO1490 | KGALs
| 1381 | DIXON SPRINGS DWELLING ARNOLD (NONE) | A | MILLSTONE | WMILL01381 | 01381-W1 | UNIVO1490 | KGALs
| 1383 | DIXON SPRINGS DWELLING WRIGHT (NONE) | A | MILLSTONE | WMILL01383 | 01383-W1 | UNIVO1488 | KGALs
| 1383 | DIXON SPRINGS DWELLING WRIGHT (NONE) | A | MILLSTONE | WMILL01383 | 01383-W1 | UNIVO1488 | KGALs
| 1393 | DIXON SPRINGS OFFICE,ADMIN BLDG (NONE) | A | MILLSTONE | WMILL01393 | 01393-W1 | UNIVO1492 | KGALs
| 1393 | DIXON SPRINGS OFFICE,ADMIN BLDG (NONE) | A | MILLSTONE | WMILL01393 | 01393-W1 | UNIVO1492 | KGALs
| 1397 | DIXON SPRINGS FORESTRY SHOP (NONE) | A | MILLSTONE | WMILL01397 | 01397-W1 | UNIVO1489 | KGALs
| 1397 | DIXON SPRINGS FORESTRY SHOP (NONE) | A | MILLSTONE | WMILL01397 | 01397-W1 | UNIVO1489 | KGALs
| 1400 | DIXON SPRINGS PIG BARN 3 (NONE) | A | MILLSTONE | WMILL01400 | 01400-W1 | UNIVO1467 | KGALs
| 1400 | DIXON SPRINGS PIG BARN 3 (NONE) | A | MILLSTONE | WMILL01400 | 01400-W1 | UNIVO1467 | KGALs
| 1405 | DIXON SPRINGS HART HOUSE (NONE) | A | MILLSTONE | WMILL01405 | 01405-W1 | UNIV01494 | KGALs | Hart House
| 1405 | DIXON SPRINGS HART HOUSE (NONE) | A | MILLSTONE | WMILL01405 | 01405-W1 | UNIV01494 | KGALs | Hart House
| 1407 | DIXON SPRINGS OFFICE/LAB (NONE) | A | MILLSTONE | WMILL01407 | 01407-W1 | UNIVO1493 | KGALs
| 1407 | DIXON SPRINGS OFFICE/LAB (NONE) | A | MILLSTONE | WMILL01407 | 01407-W1 | UNIVO1493 | KGALs
| 1408 | DIXON SPRINGS CULLOM BARN (NONE) | A | MILLSTONE | WMILL01408 | 01408-W1 | UNIVO1466 | KGALs
| 1408 | DIXON SPRINGS CULLOM BARN (NONE) | A | MILLSTONE | WMILL01408 | 01408-W1 | UNIVO1466 | KGALs
| 1445 | ORR AG RES DEMO CTR-UOFI/JWCC MAIN BLDG | A | PIKECOUNTY | WORR01445 | 01445-W1 | 853501 | KGALs
| 1448 | ORR AG RES DEMO CTR-RESIDENCE,BEEF OFF | A | PIKECOUNTY | WORR01448 | 01448-W1 | 850001 | KGALs
| 1448 | ORR AG RES DEMO CTR-RESIDENCE,BEEF OFF | A | PIKECOUNTY | WORR01458 | 01458-W1 | 851001 | KGALs
| 1463 | Crop Sciences Research & Education Center | A | IAWC | W60785443N | 01463-W1 | 210004751848 | KGALs
| 1483 | Technical Development & Fabrication Center III | A | UIUC Water | 01483-W1 | W40477651 |  | KGALs | Exterior, North side, Middle door, A1 key
| 1494 | Center for Wounded Veterans in Higher Education | A | UIUC Water | 01494-W1 | W3K620000172044 |  | KGALs | Basement Mechanical Room
Res. Park | 1509 | Yahoo Building (Z-4) | A | UIUC Water | 01509-W2 | W5322035 |  | KGALs | Enter East entrance, mech room by West entrance/West wall/irrigation
| 1509 | Yahoo Building (Z-4) | A | UIUC Water | 01509-W1 | W3K620000166841 |  | KGALs | Enter East entrance, Mech room by West entrance, Northwast Corner of Mech Room
ACES | 1511 | Piglet Nutrition and Cognition Lab | A | UIUC Water | 01511-W1 | W53300396 |  | KGALs | Mechanical Room/SW door, Key 1511/Sanitary drains to septic/IRRIGATION Meter
| 1515 | Golf Turf Care Center | A | UIUC Water | 01515-W1 | W16091553 |  | KGALs | West garage area
| 1517 | Design Center | A | UIUC Water | 01517-W1 | W3K620000270909 |  | KGALs | Room 30A3, NE corner of basement
| 1528 | African American Cultural Center | A | UIUC Water | 01528-W1 | W3K620000288227 |  | KGALs | Basement Mechanical Room
| 1528 | African American Cultural Center | A | UIUC Water | 01528-W1-SUB |  |  | KGALs | sub meter for 01528-W2
| 1528 | African American Cultural Center | A | UIUC Water | 01528-W2 | W3K620000288226 |  | KGALs | Basement Mechanical Room/Domestic Hot Water Meter
Res. Park | 1531 | TDFC IV | A | UIUC Water | 01531-W2 | W54034868 |  | KGALs | South facing utility service entrance mechanical room/Irrigation meter/Key 1534 A1
| 1531 | TDFC IV | A | UIUC Water | 01531-W1 | W3K620000218719 |  | KGALs | South facing utility service entrance mechanical room/Key 1534 A1
Res. Park | 1532 | Multi Purpose Building | A | UIUC Water | 01532-W2 | W54034879 |  | KGALs | North facing utility service entrance mechanical room (irrigation consumption)
| 1532 | Multi Purpose Building | A | UIUC Water | 01532-W1 | W3K620000233364 |  | KGALs | North facing utility service entrance mechanical room
| 1544 | McKechnie Family Life Home | A | UIUC Water | 01544-W1 | W3K620000336572 |  | KGALs | Interior Mech Room, South & center of bldg.Remote readouts in NE corner of room (Research area Domestic water)
| 1544 | McKechnie Family Life Home | A | UIUC Water | 01544-W2 | W3K620000336573 |  | KGALs | Interior Mech Room, South & center of bldg.Remote readouts in NE corner of room(Residents Water meter)
| 1584 | RIPE High-Throughput Phenotyping Facility | A | UIUC Water | 01584-W1 | W3K620000352023 |  | KGALs | North Mechanical Room
| 1593 | 1907 S. Fourth Street | A | UIUC Water | 01593-W1 | W3K620000352024 |  | KGALs | mechanical room/meter taken off route 4/16/2021 per R.Bauer/sm
Res. Park | 1593 | 1907 S. Fourth Street | A | UIUC Water | 01593-W2 | W54500515 |  | KGALs | mechanical room. Irrigation meter
| 1596 | Atkins Golf Club UofI Pro Shop | A | IAWC | W64002941 | 01596-W1 | 220034561050 | KGALs | Events Center
| 1597 | Atkins Golf Club UofI Restaurant | A | IAWC | FIRE PROTECT. 1597 | 01597-W2 | 220034561029 | KGALs | Fire Service @ Clubhouse
| 1597 | Atkins Golf Club UofI Restaurant | A | IAWC | W64002904 | 01597-W1 | 220034560989 | KGALs | Stone Creek Clubhouse
DIA | 1598 | Atkins Golf Club UofI Maintenance Bldg | A | IAWC | 01598-W1 | W64456166 | 220034561104 | KGALs | Maintenance Bldg Irrigation
| 1600 | Atkins Golf Club UofI Halfway House | A | IAWC | W64071087 | 01600-W1 | 220034561067 | KGALs | Halfway House
| 1604 | Animal Sciences ACES Corridor Office | A | UIUC Water | 01604-W1 | W39126507 |  | KGALs | Mechanical Room--Office Bldg-Main door, walk down hallway, East door on left
| 2105 | I-Cyt | A | UIUC Water | 02105-W1 | W64792435 |  | KGALs | West side, use iCYT key, enter exterior door directly East of trash receptacle upon entering go North, meter on West wall
| 3200 | WATER METER PIT S. LINCOLN DAIRY | A | UIUC Water | 03200-W1 | W201111022 |  | KGALs | Southern driveway of Beef Cattle, remote read above pit, across from Barn 928
| 3201 | WATER METER PIT (MAINT) | A | UIUC Water | 03201-W1 | W70224764N |  | KGALs | N SERVICE TO U OF I, PHONE 373-3236; FEEDER
| 3201 | WATER METER PIT (MAINT) | A | UIUC Water | 03201-W1F | WF70224764N |  | KGALs | In pit outside ECE and Micro Nano. meter display in pit reads in FT3 and so does ethermeter display & webserver, eDNA is configured to display & import to EBS the value in Kgallons
| 3202 | WATER METER PIT (MAINT) | A | UIUC Water | 03202-W1F | WF70224763N |  | KGALs | In pit at corner of Windsor & First Street, meter display in pit reads in gallons & so does ethermeter display & webserver. eDNA is condigure to display & import to EBS the value in Kgallons
| 3202 | WATER METER PIT (MAINT) | A | UIUC Water | 03202-W1 | W70224763N |  | KGALs | WINDSOR ROAD AND S 1ST STREET, PHONE 373-3236; FEEDER
| 3203 | WATER METER PIT (MAINT) | A | UIUC Water | 03203-W1F | WF70224762N |  | KGALs | In pit outside Nevada Street and Foellinger, meter display in pit reads in FT3 and so does ethermeter display & webserver. eDNA is configured to display & import to EBS the value in Kgallons
| 3203 | WATER METER PIT (MAINT) | A | UIUC Water | 03203-W1 | W70224762N |  | KGALs | NEVADA STREET, PIT S OF AUDITORIUM, PHONE 373-3236; FEEDER
| 3204 | WATER METER PIT (MAINT) | A | UIUC Water | 03204-W1F | WF70124432M |  | KGALs | In pit at corner of Windsor/Race Street, meter display in pit reads in gallons & so does Ethermeter display & webserver. eDNA is configured to display & import to EBS the value in Kgallons
| 3204 | WATER METER PIT (MAINT) | A | UIUC Water | 03204-W1 | W70124432M |  | KGALs | WINDSOR ROAD AND RACE STREET, URBANA, PHONE 373-3236; FEEDER
| 3205 | WATER METER PIT (NONE) | A | IAWC | W031909975/52581686N | 03205-W1 | 210001085726 | KGALs
| 3206 | WATER METER PIT (MAINT) | A | UIUC Water | 03206-W1F | WF070048698Q |  | KGALs | In pit at corner of Hazelwood and Griffith, meter display in pit reads in FT3 & so does Ethermeter display & Webserver. eDNA is configured to display & import to EBS teh value in Kgallons
| 3206 | WATER METER PIT (MAINT) | A | UIUC Water | 03206-W1 | W070048698Q |  | KGALs | 2007 GRIFFITH CHAMPAIGN; FEEDER
| 3208 | ORCHARD DOWNS NORTH LAUNDRY WATER METER | A | UIUC Water | 00236-W1 | W19233381 |  | KGALs | In pit by Laundry Mat
| 3209 | ORCHARD DOWNS WEST WATER METER PIT | A | UIUC Water | 00240-W2 | W12800602 |  | KGALs | Pit across from North drive of Hort Field Lab
| 3210 | ORCHARD DOWNS SOUTH WATER METER PIT | A | UIUC Water | 00261-W1 | W9802163READOUT |  | KGALs | S MTR PIT LOC SE CORNER OF O DOWNS COMM CTR PLAYGROUND/LOCKED ELEV TANK/READOUT
| 3211 | ORCHARD DOWNS NORTH WATER METER PIT | A | UIUC Water | 00227-W1 | W12800603 |  | KGALs | NW OF 775 & PAGODA
| 3212 | WATER METER PIT AT SWINE RES | A | UIUC Water | 03212-W1 | W64976523READOUT |  | KGALs | 811 E. CURTIS RD Meter inside White shed on "M" Key remote read out does not work read main meter
| 3215 | WATER METER DIXON SPRINGS TURKEY FARM | A | MILLSTONE | W46503105 | 03215-W1 | UNIVO1413 | KGALs
| 3215 | WATER METER DIXON SPRINGS TURKEY FARM | A | MILLSTONE | W46503105 | 03215-W1 | UNIVO1413 | KGALs
| 3216 | WATER METER DIXON SPRINGS KEETON PASTURE | A | MILLSTONE | W25218079 | 03216-W1 | UNIVO1498 | KGALs | THIS IS KEETON PASTURE
| 3216 | WATER METER DIXON SPRINGS KEETON PASTURE | A | MILLSTONE | W25218079 | 03216-W1 | UNIVO1498 | KGALs | THIS IS KEETON PASTURE
| 3217 | WATER METER DIXON SPRINGS AIRSTRIP PASTR | A | MILLSTONE | W30080799 | 03217-W1 | UNIVO1501 | KGALs
| 3217 | WATER METER DIXON SPRINGS AIRSTRIP PASTR | A | MILLSTONE | W30080799 | 03217-W1 | UNIVO1501 | KGALs
| 3218 | WATER METER DIXON SPRINGS BY AIRSTRIP | A | MILLSTONE | W33169244 | 03218-W1 | UNIVO1502 | KGALs
| 3218 | WATER METER DIXON SPRINGS BY AIRSTRIP | A | MILLSTONE | W33169244 | 03218-W1 | UNIVO1502 | KGALs
| 3219 | WATER METER DIXON SPRINGS EXPERIMENT 10 | A | MILLSTONE | W36038164 | 03219-W1 | UNIVO1508 | KGALs
| 3219 | WATER METER DIXON SPRINGS EXPERIMENT 10 | A | MILLSTONE | W36038164 | 03219-W1 | UNIVO1508 | KGALs
| 3220 | WATER METER DIXON SPRINGS ALLARD PASTURE | A | MILLSTONE | WMILL03220 | 03220-W1 | UNIVO1515 | KGALs
| 3220 | WATER METER DIXON SPRINGS ALLARD PASTURE | A | MILLSTONE | WMILL03220 | 03220-W1 | UNIVO1515 | KGALs
| 3226 | DIXON SPRINGS STUDENT HOUSE PASTURE | A | MILLSTONE | WMILL04086 | 04086-W1 | UNIVO4086 | KGALs | Ireland House - Crop Sciences Dept. Dixon Springs
| 3226 | DIXON SPRINGS STUDENT HOUSE PASTURE | A | MILLSTONE | WMILL04086 | 04086-W1 | UNIVO4086 | KGALs | Ireland House - Crop Sciences Dept. Dixon Springs
| 3228 | DIXON SPRINGS LAKE GLENDALE PASTURE | A | MILLSTONE | WMILL03228 | 03228-W1 | UNIVO1951 | KGALs | PASTURE NEAR GLENDALE LAKE[CATTLE]
| 3228 | DIXON SPRINGS LAKE GLENDALE PASTURE | A | MILLSTONE | WMILL03228 | 03228-W1 | UNIVO1951 | KGALs | PASTURE NEAR GLENDALE LAKE[CATTLE]
| 3229 | WATER METER PIT (NONE) | A | UIUC Water | 03229-W1 | W03229METERPIT |  | KGALs | METER PIT SW CORNER OAK & STADIUM - SW CORNER SAND VOLLEYBALL PIT by sidewalk
| 4170 | Dixon Springs Field 242 | A | MILLSTONE | WMILL04107 | 04170-W1 | UNIVO4170 | KGALs | Field 242 Airport Road and BullPin Crossroad
| 4170 | Dixon Springs Field 242 | A | MILLSTONE | WMILL04107 | 04170-W1 | UNIVO4170 | KGALs | Field 242 Airport Road and BullPin Crossroad
| 5027 | WATER PIT 2905 S. RACE | A | IAWC | W031967495/C31967495 | 05027-W1 | 210001088657 | KGALs | 3603 S RACE ST
| 5029 | MOUNT HOPE CEMETERY (WATER) | A | UIUC Water | 05029-W1 | W93030926 |  | KGALs | enter off of Penn. Ave., West side of mausoleum, take first right, go approx 250 ft west, South side of lane by pole
| 5034 | HORT FIELD NURSERY | A | UIUC Water | 05034-W1 | W9404967 |  | KGALs | MTR PIT E OF LINCOLN AVENUE ON HAZELWOOD DRIVE
| 6000 | FIRE HYDRANT COOR SCI LAB | A | IAWC | FIRE PROTECT. 6000 | 06000-W1 | 210001239769 | KGALs
| 6001 | FIRE HYDRANT 302 N. GOODWIN | A | IAWC | FIRE PROTECT. 6001 | 06001-W1 | 210000088203 | KGALs
| 6003 | FIRE HYDRANT 602 E. CURTIS | A | IAWC | FIRE PROTECT. 6003 | 06003-W1 | 210001204619 | KGALs
| 6004 | FIRE HYDRANT 601 E. DANIEL | A | IAWC | FIRE PROTECT. 6004 | 06004-W1 | 210001202958 | KGALs
| 6006 | FIRE HYDRANT APP | A | IAWC | FIRE PROTECT. 6006 | 06006-W1 | 210001286512 | KGALs
| 6007 | FIRE HYDRANT CORP OF ENGIN | A | IAWC | FIRE PROTECT. 6007 | 06007-W1 | 210001286345 | KGALs
| 6008 | FIRE HYDRANT 401 E. HEALEY | A | IAWC | FIRE PROTECT. 6008 | 06008-W1 | 210001203043 | KGALs
| 6010 | FIRE HYDRANT 901 S. SIXTH | A | IAWC | FIRE PROTECT. 6010 | 06010-W1 | 210001286840 | KGALs
| 6012 | FIRE HYDRANT 601 E. JOHN ST. | A | IAWC | FIRE PROTECT. 6012 | 06012-W1 | 210001327550 | KGALs
| 6013 | FIRE HYDRANT 50 E. WINDSOR | A | IAWC | FIRE PROTECT. 6013 | 06013-W1 | 210001285458 | KGALs
| 6014 | FIRE HYDRANT 20 E. GREGORY | A | IAWC | FIRE PROTECT. 6014 | 06014-W1 | 210001381530 | KGALs
| 6015 | FIRE HYDRANT 1305 W. SPRINGFIELD | A | IAWC | FIRE PROTECT. 6015 | 06015-W1 | 210001384331 | KGALs
| 6016 | FIRE HYDRANT 1401 W. NEVADA | A | IAWC | FIRE PROTECT. 6016 | 06016-W1 | 210001420176 | KGALs
| 6018 | FIRE HYDRANT 1004 S. FOURTH | A | IAWC | FIRE PROTECT. 6018 | 06018-W1 | 210001424055 | KGALs
| 6019 | FIRE HYDRANT 510 E. DANIEL ST. | A | IAWC | FIRE PROTECT. 6019 | 06019-W1 | 210001382434 | KGALs
| 6020 | FIRE PROTECTION FOR BLDG 369 | A | IAWC | FIRE PROTECT. 6020 | 06020-W1 | 210001480499 | KGALs
| 6021 | FIRE HYDRANT 1112 SPRINGFIELD AVE. | A | IAWC | FIRE PROTECT. 6021 | 06021-W1 | 210001482273 | KGALs
| 6022 | FIRE HYDRANT 300 N. GOODWIN | A | IAWC | FIRE PROTECT. 6022 | 06022-W1 | 210001236067 | KGALs
| 6023 | FIRE PROTECTION - 402 E ARMORY ST | A | IAWC | FIRE PROTECT. 6023 | 06023-W1 | 210000089589 | KGALs
| 6024 | FIRE PROTECTION - 3106 S RACE ST | A | IAWC | FIRE PROTECT. 6024 | 06024-W1 | 210001204527 | KGALs
| 6025 | FIRE PROTECTION - 809 S. OAK ST. | A | IAWC | FIRE PROTECT. 6025 | 06025-W1 | 210000163586 | KGALs
| 6026 | FIRE PROTECTION - 2908 S. RACE ST. | A | IAWC | FIRE PROTECT. 6026 | 06026-W1 | 210001204442 | KGALs
| 6027 | FIRE PROTECTION-3406 S. 1ST SWINE RSRCH | A | IAWC | FIRE PROTECT. 6027 | 06027-W1 | 210001202873 | KGALs
| 6028 | FIRE HYDRANT 201 INDUSTRIAL CIRCLE | A | IAWC | FIRE PROTECT. 6028 | 06028-W1 | 210000799947 | KGALs
| 6029 | FIRE HYDRANT 4202 S 1ST ST 6FS OFFICE | A | IAWC | FIRE PROTECT. 6029 | 06029-W1 | 210004752018 | KGALs | No Sanitary per A. Morris
| 6030 | FIRE HYDRANT 1111 W NEVADA ST | A | IAWC | FIRE PROTECT. 6030 | 06030-W1 | 210001384416 | KGALs | 1111 W Nevada St Fire No Sanitary Fire Meter
| 6031 | FIRE HYDRANT WILLARD AIRPORT | A | IAWC | FIRE PROTECT. 6031 | 06031-W1 | 210001421377 | KGALs
| 8283 | Oak Street Chiller Plant | A | UIUC Water | 08283-W3CT | W04041656 |  | KGALs | WEST BASEMENT-Yellow Pipe
| 8283 | Oak Street Chiller Plant | A | UIUC Water | 08283-W1-SUB |  |  | KGALs
| 8283 | Oak Street Chiller Plant | A | UIUC Water | 08283-W1 | W03031124 |  | KGALs | SOUTH EAST BASEMENT/south wall
| 8283 | Oak Street Chiller Plant | A | UIUC Water | 08283-W3 | W05441468 |  | KGALs | SE corner of basement by water service entrance
| 8283 | Oak Street Chiller Plant | A | UIUC Water | 08283-W1-SUB |  |  | KGALs
| 8283 | Oak Street Chiller Plant | A | UIUC Water | 08283-W2 | W07406596 |  | KGALs | SE BASEMENT, Channel A
| HYDR | HYDRANTS | A | UIUC Water | 08300-W34 | W308855 |  | KGALs | David Drag--ddrag2@illinois.edu
| HYDR | HYDRANTS | A | UIUC Water | 08300-W9 | W1116687 |  | KGALs
Campus | 7100 | IRRIGATION (GROUNDS) | A | UIUC Water | 07100-W1 | W1240420 |  | KGALs | IRRIGATION WATER FOR QUAD, DAVENPORT HALL RM 4
DIA | HYDR | HYDRANTS | A | UIUC Water | 08300-W20 | W14755390 |  | KGALs | IRRIGATION _DIA JOHN DONAHOE 649-4144 0560 eichelberger
| HYDR | HYDRANTS | A | UIUC Water | 08300-W22 | W1637124 |  | KGALs
| HYDR | HYDRANTS | A | UIUC Water | 08300-W27 | W13766671 |  | KGALs
| HYDR | HYDRANTS | A | UIUC Water | 08300-W4 | W14755388n |  | KGALs
ACES | HYDR | HYDRANTS | A | UIUC Water | 08300-W10 | W1154205 |  | KGALs | BASEMENT - IRRIGATION IN DOGHOUSE ON 4TH ST EXT./End of Gerty Dr. Faces South
| HYDR | HYDRANTS | A | UIUC Water | 08300-W12 | W96508687 |  | KGALs | Back of Turf Research, meter in South Green House to right of door inside
ACES | HYDR | HYDRANTS | A | UIUC Water | 08300-W1 | W1180436 |  | KGALs | Irrigation Allen Parrish (217)300-2765
| HYDR | HYDRANTS | A | UIUC Water | 08300-W16 | W1475091 |  | KGALs
ACES | HYDR | HYDRANTS | A | UIUC Water | 08300-W17 | W1180435 |  | KGALs | Irrigation Allen Parrish (217)300-2765
ACES | HYDR | HYDRANTS | A | UIUC Water | 08300-W19 | W1149899 |  | KGALs | Irrigation Jeremy Shafer (217)244-3948/Cell #(217)414-1474
ACES | HYDR | HYDRANTS | A | UIUC Water | 08300-W2 | W1212808 |  | KGALs | Irrigation Allen Parrish (217)300-2765
ACES | HYDR | HYDRANTS | A | UIUC Water | 08300-W21 | W1637126 |  | KGALs | Irrigation Allen Parrish (217)300-2765
| HYDR | HYDRANTS | A | UIUC Water | 08300-W26 | W1213739 |  | KGALs
| HYDR | HYDRANTS | A | UIUC Water | 08300-W29 | W17978633 |  | KGALs
ACES | HYDR | HYDRANTS | A | UIUC Water | 08300-W3 | W1149446 |  | KGALs | Irrigation Keith Ames (217)244-0506
| HYDR | HYDRANTS | A | UIUC Water | 08300-W31 | W17978619 |  | KGALs
| HYDR | HYDRANTS | A | UIUC Water | 08300-W33 | W349843 |  | KGALs
ACES | HYDR | HYDRANTS | A | UIUC Water | 08300-W35 | W248473 |  | KGALs | Irrigation Tim Mies (217)244-8610
| HYDR | HYDRANTS | A | UIUC Water | 08300-W36 | W281695 |  | KGALs
| HYDR | HYDRANTS | A | UIUC Water | 08300-W37 | W311613 |  | KGALs
ACES | HYDR | HYDRANTS | A | UIUC Water | 08300-W5 | W1180434 |  | KGALs | IRRIGATION Allen Parrish (217)300-2765
| HYDR | HYDRANTS | A | UIUC Water | 08300-W6 | W1213738 |  | KGALs
ACES | HYDR | HYDRANTS | A | UIUC Water | 08300-W8 | W1213745 |  | KGALs | Irrigation Keith Ames (217)244-0506